## Measures
MeasureTbl CONFIDENTIAL - OEI |  |  | #REF! |  |  |  | CONFIDENTIAL - Optimal Energy Inc. |  |  |  | For outputs |  |  |  | CONFIDENTIAL - Optimal Energy Inc. | [12 empty] | From 'MeasChars' |  |  |  | 0
Meas # | Sector | Measure Name | Primary End Use | Measure Long Name | Parent Measure Name | Parent Measure Long Name | Description | Life | Exist. Life | Life/Existing Life Source | Life Source #s | Pri-mary Fuel | 2nd-ary Fuel | Primary Fuel End Use | 2ndary Fuel End Use | Elec Load Shape | Fuel Switch | Waste Heat Adjust. | In Use | Depends On | Links With | Links With Revised for VT FF | MeasCharName | MeasGroupName | Last Column | Notes | Applicability / Feasibility / Not-Complete Sources, Notes | MD Char | RET Char | Target Markets | Both RET and MD | Included in VT FF | In MCom | Proj Meas# in MCom | Sect | Missing in MCom | Climate-Dependent | Building Type-Dependent | Complete
| Sector | MeasName | EndUse | MeasLongName | ParentMeasName | ParentMeasLongName | MeasDesc | Life | ExLife |  | LifeSrc# | PrimFuel | SecondaryFuel | MCEndUse | MCEndUse2 | ElecLdShp | FuelSwitch | CoolBonus | InUse | DependsOn | LinksWith |  |  |  | LastCol |  |  |  |  | 13
101 | Res | Electric Stove Coil Upgrade_Res, E - Appl [Elec Dry, SF] | Appliances | Electric Stove Coil Upgrade | ES Clothes Dryer_Res, E - [Elec Dry, SF] (MD) | Electric Stove Coil Upgrade |  | 12 |  | #VALUE! |  | E | 0 | Appliances |  |  |  |  | Y |  | 101 |  | Electric Stove Coil Upgrade_Res, E - Appl [Elec Dry, SF] (RET) | Electric Stove Coil Upgrade |  |  |  | #N/A | #N/A |  | FALSE | --- | --- | --- | --- | --- | N | N
102 | Res | ES Clothes Dryer_Res, E - Appl [Elec Dry, SF] | Appliances | ENERGY STAR Clothes Dryer | ES Clothes Dryer_Res, E - [Elec Dry, SF] (MD) | ENERGY STAR Clothes Dryer | This measure includes replacement of failed or working clothes dryer in existing homes with ENERGY STAR clothes dryer, or installation of an ENERGY STAR clothes dryer in a new home. This measure applies to clothes dryer that use electric drying. | 16 |  | #VALUE! | IL TRM V12 | E | 0 | Appliances |  |  |  |  | Y |  | 102 |  | ES Clothes Dryer_Res, E - Appl [Elec Dry, SF] (MD) | ES Clothes Dryer | [12 empty] | N | N
103 | Res | ES Dehumidifier_Res, E - Appl | Appliances | ENERGY STAR Dehumidifier | ES Dehumidifier_Res, E - Appl (MD) | ENERGY STAR Dehumidifier | This measure includes installation of a new ENERGY STAR Dehumidifier or replacement of an old dehumidifier with an ENERGY STAR unit. | 12 |  | #VALUE! | IL TRM V12 | E | 0 | Appliances |  |  |  |  | Y |  | 0 |  | ES Dehumidifier_Res, E - Appl (MD) | ES Dehumidifier
104 | Res | ES Dishwasher_Res, E - Appl [Elec Water Heating] | Appliances | ENERGY STAR Dishwasher | ES Dishwasher_Res, E - [Elec Water Heating] (MD) | ENERGY STAR Dishwasher_Res, E - [Elec Water Heating] (MD) | This measure includes installation of a new ENERGY STAR Dishwasher or replacement of an old dishwasher with an ENERGY STAR unit. This measure applies to dishwashers with electric water heating. | 11 |  | #VALUE! | IL TRM V12 | E | 0 | Appliances |  |  |  |  | Y |  | 104 |  | ES Dishwasher_Res, E - Appl [Elec Water Heating] (MD) | ES Dishwasher
105 | Res | ES Dishwasher_Res, E - HWat [Elec Water Heating] | Water Heating | ENERGY STAR Dishwasher | ES Dishwasher_Res, E - [Elec Water Heating] (MD) | ENERGY STAR Dishwasher_Res, E - [Elec Water Heating] (MD) | This measure includes installation of a new ENERGY STAR Dishwasher or replacement of an old dishwasher with an ENERGY STAR unit. This measure applies to dishwashers with electric water heating. | 11 |  | #VALUE! | IL TRM V12 | E | 0 | Water Heating |  |  |  |  | Y |  | 104 |  | ES Dishwasher_Res, E - HWat [Elec Water Heating] (MD) | ES Dishwasher
106 | Res | Res Induction Cooking Appliance_Res, E - Appl | Appliances | Residential Induction Cooking Appliances | Res Induction Cooking Appliance_Res, E - Appl (MD) | Residential Induction Cooking Appliances | This measure includes replacement of a failed Electric stove with an Induction Cooktop | 16 |  | #VALUE! | IL TRM V12 | E | 0 | Appliances |  |  |  |  | Y |  | 0 |  | Res Induction Cooking Appliance_Res, E - Appl (MD) | Res Induction Cooking Appliance
107 | Res | MF Clothes Washer_Res, E - Appl | Appliances | Multifamily Common Area Clothes Washer | ES Clothes Washer_Res, E - [Elec DHW/Elec Dry, SF] (MD) | Multifamily Common Area Clothes Washer | This measure includes replacement of failed or working clothes washer in existing homes with ENERGY STAR clothes washers, or installation of an ENERGY STAR clothes washer in a new home. This measure applies to clothes washers that use electric water heating and electric drying. | 14 |  | #VALUE! | IL TRM V12 | E | 0 | Appliances |  |  |  |  | Y |  | 107 |  | MF Clothes Washer_Res, E - Appl (MD) | MF Clothes Washer
108 | Res | MF Clothes Washer_Res, E - HWat | Water Heating | Multifamily Common Area Clothes Washer | ES Clothes Washer_Res, E - [Elec DHW/Elec Dry, SF] (MD) | Multifamily Common Area Clothes Washer | This measure includes replacement of failed or working clothes washer in existing homes with ENERGY STAR clothes washers, or installation of an ENERGY STAR clothes washer in a new home. This measure applies to clothes washers that use electric water heating and electric drying. | 14 |  | #VALUE! | IL TRM V12 | E | 0 | Water Heating |  |  |  |  | Y |  | 107 |  | MF Clothes Washer_Res, E - HWat (MD) | MF Clothes Washer
109 | Res | MF Clothes Washer_Res, E/P - Appl | Appliances | Multifamily Common Area Clothes Washer with Propane Secondary Fuel | ES Clothes Washer_Res, E/G - [Elec DHW/Gas Dry, SF] (MD) | Multifamily Common Area Clothes Washer with Propane Secondary Fuel | This measure includes replacement of failed or working clothes washer in existing homes with ENERGY STAR clothes washers, or installation of an ENERGY STAR clothes washer in a new home. This measure applies to clothes washers that use electric water heating and gas drying. | 14 |  | #VALUE! | IL TRM V12 | E | Prp | Appliances | Water Heating |  |  |  | Y |  | 109 |  | MF Clothes Washer_Res, E/P - Appl (MD) | MF Clothes Washer
110 | Res | ECM Circulators CW_Res, E - Oth | Other | Electronically Commutated Motor Hydronic Circulator Pump | ECM Circulators CW_Res, E - Oth (MD) | Electronically Commutated Motor Hydronic Circulator Pump | This measure covers the retrofit of standard efficiency permanent split capacitor (PSC) motors with electronically commutated (EC) motors in hydronic distribution circulators in residential heating and cooling systems | 15 |  | #VALUE! | NY TRM V11 | E | 0 | Other |  |  |  |  | Y |  | 0 |  | ECM Circulators CW_Res, E - Oth (MD) | ECM Circulators CW
111 | Res | ECM Circulators DHW_Res, E - Oth | Other | Electronically Commutated Motor Hydronic Circulator Pump | ECM Circulators DHW_Res, E - Oth (MD) | Electronically Commutated Motor Hydronic Circulator Pump | This measure covers the retrofit of standard efficiency permanent split capacitor (PSC) motors with electronically commutated (EC) motors in hydronic distribution circulators in residential heating and cooling systems | 15 |  | #VALUE! | NY TRM V11 | E | 0 | Other |  |  |  |  | Y |  | 0 |  | ECM Circulators DHW_Res, E - Oth (MD) | ECM Circulators DHW
112 | Res | ES Ceiling Fan_Res, E - Oth | Other | ENERGY STAR Ceiling Fan | ES Ceiling Fan_Res, E - Oth (RET) | ENERGY STAR Ceiling Fan | ENERGY STAR qualified ceiling fan with no light units are over 50% more efficient than conventional fans. They also use improved motors and blade designs. Includes fan-only options | 10 |  | #VALUE! | IL TRM V12 | E | 0 | Other |  |  |  |  | Y |  | 0 |  | ES Ceiling Fan_Res, E - Oth (RET) | ES Ceiling Fan
113 | Res | Level 2 EV Charger_Res, E - Plug | Plug Loads | Level 2 Electric Vehicle Charger | Level 2 EV Charger_Res, E - Plug (MD) | Level 2 Electric Vehicle Charger | Installation of ENERGY STAR certified Vehicle Charger | 10 |  | #VALUE! | 2 | E | 0 | Plug Loads |  |  |  |  | Y |  | 0 |  | Level 2 EV Charger_Res, E - Plug (MD) | Level 2 EV Charger
114 | Res | Tier 2 Power Strip_Res, E - Plug | Plug Loads | Advanced Tier 2 Power Strips | Tier 2 Power Strip_Res, E - Plug (RET) | Advanced Tier 2 Power Strips | Advanced power strips are power strips that contain a number of controlled sockets and at least one uncontrolled socket. When the appliance that is plugged into the uncontrolled socket is turned off, the power strips shuts off the appliances that are plugged into the controlled sockets. These have recently been renamed Tier 1 power strips. Tier 2 power strips expand on this functionality by using algorithms to monitor the power of all controlled devices, whereas Tier 1 power strips only monitor the master device and turns off peripheral devices accordingly. Tier 2 power strips use infrared (IR) sensing and Root Mean Squared (RMS) power sensing to detect energy consumption from connected devices; tier 1 power strips only use current sensing. After 1 hour of inactivity, energy savings are delivered by turning off power to inactive devices. | 7 |  | #VALUE! | 2 | E | 0 | Plug Loads |  |  |  |  | Y |  | 0 |  | Tier 2 Power Strip_Res, E - Plug (RET) | Tier 2 Power Strip
115 | Res | Smart Sockets_Res, E - Plug | Plug Loads | Smart Sockets | Smart Sockets_Res, E - Plug (RET) | Smart Sockets | Smart sockets achieve savings through the reduction of the standby load of the controlled appliance, as well as eliminating the operation of an appliance during unoccupied hours. The standby power consumption of home appliances can be significantly reduced. | 7 |  | #VALUE! | 2 | E | 0 | Plug Loads |  |  |  |  | Y |  | 0 |  | Smart Sockets_Res, E - Plug (RET) | Smart Sockets
116 | Res | ENERGY STAR Pool Pump_Res, E - Oth | Other | ENERGY STAR Two-speed Pool Pump | ENERGY STAR Pool Pump_Res, E - Oth (MD) | ENERGY STAR Two-speed Pool Pump | This measure involves installation of variable speed pool pumps to replace failed single speed units or new installations in place of single speed units. | 7 |  | #VALUE! | IL TRM V12 | E | 0 | Other |  |  |  |  | Y |  | 0 |  | ENERGY STAR Pool Pump_Res, E - Oth (MD) | ENERGY STAR Pool Pump
117 | Res | Pool Pump Timer_Res, E - Oth | Other | Residential Induction Cooking Appliances | Pool Pump Timer_Res, E - Oth (RET) | Residential Induction Cooking Appliances | This measure covers the installation of multi-speed timer control on pool water circulation pumps in residential inground swimming pools | 10 |  | #VALUE! | NY TRM V11 | E | 0 | Other |  |  |  |  | Y |  | 0 |  | Pool Pump Timer_Res, E - Oth (RET) | Pool Pump Timer
118 | Res | Varaible Speed Pool Pump_Res, E - Oth | Other | Variable Speed Pool Pump | Varaible Speed Pool Pump_Res, E - Oth (MD) | Variable Speed Pool Pump | This measure involves installation of variable speed pool pumps to replace failed single speed units or new installations in place of single speed units. | 7 |  | #VALUE! | IL TRM V12 | E | 0 | Other |  |  |  |  | Y |  | 0 |  | Varaible Speed Pool Pump_Res, E - Oth (MD) | Varaible Speed Pool Pump
119 | Res | ES Refrigerator_Res, E - Refr | Refrigeration | Energy Star Refrigerators and Freezers | ES Refrigerator_Res, E - Refr (MD) | Energy Star Refrigerators and Freezers | This measure includes the replacement of failed refrigerators or freezers in residential homes, as well as installation of high efficiency refrigerators and freezers in new homes. | 15 |  | #VALUE! | HI TRM 2023 | E | 0 | Refrigeration |  |  |  |  | Y |  | 0 |  | ES Refrigerator_Res, E - Refr (MD) | ES Refrigerator
120 | Res | Refrigerator Freezer Recycling_Res, E - Refr | Refrigeration | Refrigerator and Freezer Recycling | Refrigerator Freezer Recycling_Res, E - Refr (RET) | Refrigerator and Freezer Recycling | This measure reflects recycling of refrigerators or freezers without replacement | 6.5 |  | #VALUE! | IL TRM V12 | E | 0 | Refrigeration |  |  |  |  | Y |  | 0 |  | Refrigerator Freezer Recycling_Res, E - Refr (RET) | Refrigerator Freezer Recycling
121 | Res | Water Heater Wrap_Res, E - HWat | Water Heating | Water Heater Wrap | Water Heater Wrap_Res, E - HWat (RET) | Water Heater Wrap | This measure includes installing a water heater blanket on an electric water storage water heater. | 5 |  | #VALUE! | IL TRM V12 | E | 0 | Water Heating |  |  |  |  | Y |  | 0 |  | Water Heater Wrap_Res, E - HWat (RET) | Water Heater Wrap
122 | Res | Water Heater Wrap_Res, P - HWat | Water Heating | Water Heater Wrap |  |  |  | 5 |  | #VALUE! | IL TRM V12 | Prp | 0 | Water Heating |  |  |  |  | Y |  | 0 |  | Water Heater Wrap_Res, P - HWat (RET) | Water Heater Wrap
123 | Res | WH Temp Setback_Res, E - HWat | Water Heating | Water Heater Temperature Setback | WH Temp Setback_Res, E - HWat (RET) | Water Heater Temperature Setback | This measure involves turning the water heater set point to 120°F on residential electric storage and heat pump water heaters. Savings do not occur in applications such as a shower or faucet where the user adjusts the hot water flow to make up for the lower temperature. Clothes washer hot water use and water heater tank losses are included in the savings calculation, but shower, faucet, and dishwasher use are not included due to expected behavioral and automatic (dishwasher) adjustments in response to lower water temperature. It is expected that the net energy use for the dish washer hot water will remain the same after a temperature reduction because dishwashers will adjust hot water temperature to necessary levels using internal heating elements. The existing temperature set point is assumed to be 130°F. | 2 |  | #VALUE! | IL TRM V12 | E | 0 | Water Heating |  |  |  |  | Y |  | 0 |  | WH Temp Setback_Res, E - HWat (RET) | WH Temp Setback
124 | Res | WH Temp Setback_Res, P - HWat | Water Heating | Water Heater Temperature Setback | WH Temp Setback_Res, P - HWat (RET) | Water Heater Temperature Setback | This measure involves turning the water heater set point to 120°F on residential electric storage and heat pump water heaters. Savings do not occur in applications such as a shower or faucet where the user adjusts the hot water flow to make up for the lower temperature. Clothes washer hot water use and water heater tank losses are included in the savings calculation, but shower, faucet, and dishwasher use are not included due to expected behavioral and automatic (dishwasher) adjustments in response to lower water temperature. It is expected that the net energy use for the dish washer hot water will remain the same after a temperature reduction because dishwashers will adjust hot water temperature to necessary levels using internal heating elements. The existing temperature set point is assumed to be 130°F. | 2 |  | #VALUE! | IL TRM V12 | Prp | 0 | Water Heating |  |  |  |  | Y |  | 0 |  | WH Temp Setback_Res, P - HWat (RET) | WH Temp Setback
125 | Res | Low Flow Faucet Aerator_Res, E - HWat | Water Heating | Low Flow Faucet Aerator | Low Flow Faucet Aerator_Res, E - HWat (RET) | Low Flow Faucet Aerator | This measure includes replacing an existing faucet aerator with low-flow aerator. | 10 |  | #VALUE! | IL TRM V12 | E | 0 | Water Heating |  |  |  |  | Y |  | 0 |  | Low Flow Faucet Aerator_Res, E - HWat (RET) | Low Flow Faucet Aerator
126 | Res | Low Flow Faucet Aerator_Res, P - HWat | Water Heating | Low Flow Faucet Aerator | Low Flow Faucet Aerator_Res, P - HWat (RET) | Low Flow Faucet Aerator | This measure includes replacing an existing faucet aerator with low-flow aerator. | 10 |  | #VALUE! | IL TRM V12 | Prp | 0 | Water Heating |  |  |  |  | Y |  | 0 |  | Low Flow Faucet Aerator_Res, P - HWat (RET) | Low Flow Faucet Aerator
127 | Res | HPWH_Res, E - HWat | Water Heating | Thermostatic Restriction Valve | HPWH_Res, E - HWat (MD) | Heat pump water heater | This measure involves installing an ENERGY STAR Heat Pump Water Heater | 15 |  | #VALUE! | IL TRM V12 | E | 0 | Water Heating |  |  |  |  | Y |  | 0 |  | HPWH_Res, E - HWat (MD) | HPWH
128 | Res | Low Flow Showerhead_Res, E - HWat | Water Heating | Low Flow Showerhead | Low Flow Showerhead_Res, E - HWat (RET) | Low Flow Showerhead | This measure involves replacing a standard showerhead with a low flow showerhead. | 10 |  | #VALUE! | IL TRM V12 | E | 0 | Water Heating |  |  |  |  | Y |  | 0 |  | Low Flow Showerhead_Res, E - HWat (RET) | Low Flow Showerhead
129 | Res | Low Flow Showerhead_Res, P - HWat | Water Heating | Low Flow Showerhead | Low Flow Showerhead_Res, P - HWat (RET) | Low Flow Showerhead | This measure involves replacing a standard showerhead with a low flow showerhead. | 10 |  | #VALUE! | IL TRM V12 | Prp | 0 | Water Heating |  |  |  |  | Y |  | 0 |  | Low Flow Showerhead_Res, P - HWat (RET) | Low Flow Showerhead
130 | Res | Pipe Insulation_Res, E - HWat | Water Heating | Pipe Insulation | Pipe Insulation_Res, E - HWat (RET) | Pipe Insulation | This measure includes installing 3/4" foam insulation on exposed pipe in unconditioned space. | 15 |  | #VALUE! | IL TRM V12 | E | 0 | Water Heating |  |  |  |  | Y |  | 0 |  | Pipe Insulation_Res, E - HWat (RET) | Pipe Insulation
131 | Res | Pipe Insulation_Res, P - HWat | Water Heating | Pipe Insulation | Pipe Insulation_Res, P - HWat (RET) | Pipe Insulation | This measure includes installing 3/4" foam insulation on exposed pipe in unconditioned space. | 15 |  | #VALUE! | IL TRM V12 | Prp | 0 | Water Heating |  |  |  |  | Y |  | 0 |  | Pipe Insulation_Res, P - HWat (RET) | Pipe Insulation
132 | Res | Solar Water Heater_Res, E - HWat | Water Heating | Solar Water Heater | Solar Water Heater_Res, E - HWat (MD) | Solar Water Heater | Installation of solar thermal domestic hot water system | 18 |  | #VALUE! | HI TRM 2023 | E | 0 | Water Heating |  |  |  |  | Y |  | 0 |  | Solar Water Heater_Res, E - HWat (MD) | Solar Water Heater
133 | Res | Solar Water Heater Tune Up_Res, E - HWat | Water Heating | Solar Water Heater Tune Up | Solar Water Heater Tune Up_Res, E - HWat (RET) | Solar Water Heater Tune Up | Installation of solar thermal domestic hot water system | 0 |  | #VALUE! |  | E | 0 | Water Heating |  |  |  |  | Y |  | 0 |  | Solar Water Heater Tune Up_Res, E - HWat (RET) | Solar Water Heater Tune Up
134 | Res | Tankless Water Heater_Res, E - HWat | Water Heating | Tankless Electric Water Heater | Tankless Water Heater_Res, E - HWat (MD) | Tankless Electric Water Heater | This measure includes replacement of failed tankless water heaters in residential and multifamily buildings, as well as installation of tankless water heaters in new construction. | 20 |  | #VALUE! | HI TRM 2023 | E | 0 | Water Heating |  |  |  |  | Y |  | 0 |  | Tankless Water Heater_Res, E - HWat (MD) | Tankless Water Heater
135 | Res | Thermo Restrict Valve_Res, E - HWat | Water Heating | Thermostatic Restriction Valve | Thermo Restrict Valve_Res, E - HWat (RET) | Thermostatic Restriction Valve | This measure involves installing a thermostatically restricting shower valve that reduces the amount of excess hot shower water during warm-up periods. | 10 |  | #VALUE! | IL TRM V12 | E | 0 | Water Heating |  |  |  |  | Y |  | 0 |  | Thermo Restrict Valve_Res, E - HWat (RET) | Thermo Restrict Valve
136 | Res | Thermo Restrict Valve_Res, P - HWat | Water Heating | Thermostatic Restriction Valve |  |  |  | 10 |  | #VALUE! | IL TRM V12 | Prp | 0 | Water Heating |  |  |  |  | Y |  | 0 |  | Thermo Restrict Valve_Res, P - HWat (RET) | Thermo Restrict Valve
137 | Res | Window AC_Res, E - Cool | Cooling | Window AC | Window AC_Res, E - Cool (MD) | Window AC | This measure includes the replacement of failed or working room air conditioners in residential homes, as well as installation of high efficiency room air conditioners in new homes. | 9 |  | #VALUE! | 2 | E | 0 | Cooling |  |  |  |  | Y |  | 0 |  | Window AC_Res, E - Cool (MD) | Window AC
138 | Res | Drainwater Heat Recovery_Res, E - HWat | Water Heating | Drainwater Heat Recovery | Drainwater Heat Recovery_Res, E - HWat (RET) | Drainwater Heat Recovery | This measure includes installing a drainpipe heat exchanger to a residential or multi-family building to recover heat from heated water going down the building's drain. The savings for this measure is “per living unit affected.” | 30 |  | #VALUE! | 8 | E | 0 | Water Heating |  |  |  |  | Y |  | 0 |  | Drainwater Heat Recovery_Res, E - HWat (RET) | Drainwater Heat Recovery
139 | Res | Drainwater Heat Recovery_Res, P - HWat | Water Heating | Drainwater Heat Recovery |  |  |  | 30 |  | #VALUE! | 8 | Prp | 0 | Water Heating |  |  |  |  | Y |  | 0 |  | Drainwater Heat Recovery_Res, P - HWat (RET) | Drainwater Heat Recovery
140 | C&I | CI Clothes Dryer_CI, E - Appl [Building w elec WH] | Appliances | Clothes Dryer | CI Clothes Dryer_CI, E - Appl [Building w elec WH] (MD) | Clothes Dryer | Installation of an ENERGY STAR commercial dishwasher. | 10 |  | #VALUE! | NY TRM V11 | E | 0 | Appliances |  |  |  |  | Y |  | 140 |  | CI Clothes Dryer_CI, E - Appl [Building w elec WH] (MD) | CI Clothes Dryer
141 | C&I | CI High Speed Clothes Washer_CI, E - Appl [Building w elec WH] | Appliances | High Speed Clothes Washer | CI High Speed Clothes Washer_CI, E - Appl [Building w elec WH] (MD) | High Speed Clothes Washer | Installation of an ENERGY STAR commercial dishwasher. | 7 |  | #VALUE! | IL TRM V12 | E | 0 | Appliances |  |  |  |  | Y |  | 141 |  | CI High Speed Clothes Washer_CI, E - Appl [Building w elec WH] (MD) | CI High Speed Clothes Washer
142 | C&I | CI High Speed Clothes Washer_CI, E - HWat [Building w elec WH] | Water Heating | High Speed Clothes Washer | CI High Speed Clothes Washer_CI, E - HWat [Building w elec WH] (MD) | High Speed Clothes Washer | Installation of an ENERGY STAR commercial dishwasher. | 7 |  | #VALUE! | IL TRM V12 | E | 0 | Water Heating |  |  |  |  | Y |  | 141 |  | CI High Speed Clothes Washer_CI, E - HWat [Building w elec WH] (MD) | CI High Speed Clothes Washer
143 | C&I | CI High Speed Clothes Washer_CI, P/E - Appl [Building w gas WH] | Appliances | High Speed Clothes Washer with Electric Secondary Fuel | CI High Speed Clothes Washer_CI, P/E - Appl [Building w gas WH] (MD) | High Speed Clothes Washer with Electric Secondary Fuel | Installation of an ENERGY STAR commercial dishwasher. | 7 |  | #VALUE! | IL TRM V12 | Prp | E | Appliances |  |  |  |  | Y |  | 143 |  | CI High Speed Clothes Washer_CI, P/E - Appl [Building w gas WH] (MD) | CI High Speed Clothes Washer
144 | C&I | CI ES Dishwasher_CI, E - Appl [Building w elec WH] | Appliances | Commercial ENERGY STAR Dishwasher | CI ES Dishwasher_CI, E - Appl [Building w elec WH] (MD) | Commercial ENERGY STAR Dishwasher | Installation of an ENERGY STAR commercial dishwasher. | 15.5556 |  | #VALUE! | IL TRM V12 | E | 0 | Appliances |  |  |  |  | Y |  | 144 |  | CI ES Dishwasher_CI, E - Appl [Building w elec WH] (MD) | CI ES Dishwasher
145 | C&I | CI ES Dishwasher_CI, E - HWat [Building w elec WH] | Water Heating | Commercial ENERGY STAR Dishwasher | CI ES Dishwasher_CI, E - HWat [Building w elec WH] (MD) | Commercial ENERGY STAR Dishwasher | Installation of an ENERGY STAR commercial dishwasher. | 15.5556 |  | #VALUE! | IL TRM V12 | E | 0 | Water Heating |  |  |  |  | Y |  | 144 |  | CI ES Dishwasher_CI, E - HWat [Building w elec WH] (MD) | CI ES Dishwasher
146 | C&I | CI ES Dishwasher_CI, P/E - Appl [Building w gas WH] | Appliances | Commercial ENERGY STAR Dishwasher with Electric Secondary Fuel | CI ES Dishwasher_CI, P/E - Appl [Building w gas WH] (MD) | Commercial ENERGY STAR Dishwasher with Electric Secondary Fuel | Installation of an ENERGY STAR commercial dishwasher. | 15.5556 |  | #VALUE! | IL TRM V12 | Prp | E | Appliances |  |  |  |  | Y |  | 146 |  | CI ES Dishwasher_CI, P/E - Appl [Building w gas WH] (MD) | CI ES Dishwasher
147 | C&I | CI ES Dehumidifier_CI, E - Appl | Appliances | ENERGY STAR Dehumidifier | CI ES Dehumidifier_CI, E - Appl (MD) | ENERGY STAR Dehumidifier | This measure includes installation of a new ENERGY STAR Dehumidifier or replacement of an old dehumidifier with an ENERGY STAR unit. | 12 |  | #VALUE! | IL TRM V12 | E | 0 | Appliances |  |  |  |  | Y |  | 0 |  | CI ES Dehumidifier_CI, E - Appl (MD) | CI ES Dehumidifier
148 | C&I | CI Electric Oven and Range_CI, E - Cook | Cooking | CI Electric Oven and Range | CI Electric Oven and Range_CI, E - Cook (MD) | CI Electric Oven and Range | Replacement of failed or working electric ovens and ranges with new high efficiency ovens and ranges. | 0 |  | #VALUE! |  | E | 0 | Cooking |  |  |  |  | Y |  | 0 |  | CI Electric Oven and Range_CI, E - Cook (MD) | CI Electric Oven and Range
149 | C&I | CI Electric Oven and Range_CI, P - Cook | Cooking | CI Electric Oven and Range | CI Electric Oven and Range_CI, P - Cook (MD) | CI Electric Oven and Range | Replacement of failed or working electric ovens and ranges with new high efficiency ovens and ranges. | 0 |  | #VALUE! |  | Prp | 0 | Cooking |  |  |  |  | Y |  | 0 |  | CI Electric Oven and Range_CI, P - Cook (MD) | CI Electric Oven and Range
150 | C&I | CI Combination Oven_CI, E - Cook | Cooking | ENERGY STAR Combination Ovens | CI Combination Oven_CI, E - Cook (MD) | ENERGY STAR Combination Ovens | Replacement of failed or working electric ovens and ranges with new high efficiency ovens and ranges. | 12 |  | #VALUE! | IL TRM V12 | E | 0 | Cooking |  |  |  |  | Y |  | 0 |  | CI Combination Oven_CI, E - Cook (MD) | CI Combination Oven
151 | C&I | CI Combination Oven_CI, P - Cook | Cooking | ENERGY STAR Combination Ovens | CI Combination Oven_CI, P - Cook (MD) | ENERGY STAR Combination Ovens | Replacement of failed or working electric ovens and ranges with new high efficiency ovens and ranges. | 12 |  | #VALUE! | IL TRM V12 | Prp | 0 | Cooking |  |  |  |  | Y |  | 0 |  | CI Combination Oven_CI, P - Cook (MD) | CI Combination Oven
152 | C&I | CI ES Convection Oven_CI, E - Cook | Cooking | ENERGY STAR Convection Ovens | CI ES Convection Oven_CI, E - Cook (MD) | ENERGY STAR Convection Ovens | Replacement of failed or working electric ovens and ranges with new high efficiency ovens and ranges. | 12 |  | #VALUE! | IL TRM V12 | E | 0 | Cooking |  |  |  |  | Y |  | 0 |  | CI ES Convection Oven_CI, E - Cook (MD) | CI ES Convection Oven
153 | C&I | CI ES Convection Oven_CI, P - Cook | Cooking | ENERGY STAR Convection Ovens | CI ES Convection Oven_CI, P - Cook (MD) | ENERGY STAR Convection Ovens | Replacement of failed or working electric ovens and ranges with new high efficiency ovens and ranges. | 12 |  | #VALUE! | IL TRM V12 | Prp | 0 | Cooking |  |  |  |  | Y |  | 0 |  | CI ES Convection Oven_CI, P - Cook (MD) | CI ES Convection Oven
154 | C&I | CI ES Fryer_CI, E - Cook | Cooking | ENERGY STAR Fryers | CI ES Fryer_CI, E - Cook (MD) | ENERGY STAR Fryers | Replacement of failed or working electric fryers with new high efficiency fryers. | 12 |  | #VALUE! | IL TRM V12 | E | 0 | Cooking |  |  |  |  | Y |  | 0 |  | CI ES Fryer_CI, E - Cook (MD) | CI ES Fryer
155 | C&I | CI ES Fryer_CI, P - Cook | Cooking | ENERGY STAR Fryers | CI ES Fryer_CI, P - Cook (MD) | ENERGY STAR Fryers | Replacement of failed or working gas fryers with new high efficiency fryers. | 12 |  | #VALUE! | IL TRM V12 | Prp | 0 | Cooking |  |  |  |  | Y |  | 0 |  | CI ES Fryer_CI, P - Cook (MD) | CI ES Fryer
156 | C&I | CI ES Griddle_CI, E - Cook | Cooking | ENERGY STAR Griddles | CI ES Griddle_CI, E - Cook (MD) | ENERGY STAR Griddles | Replacement of failed or working electric griddles with new high efficiency griddles. | 12 |  | #VALUE! | IL TRM V12 | E | 0 | Cooking |  |  |  |  | Y |  | 0 |  | CI ES Griddle_CI, E - Cook (MD) | CI ES Griddle
157 | C&I | CI ES Griddle_CI, P - Cook | Cooking | ENERGY STAR Griddles | CI ES Griddle_CI, P - Cook (MD) | ENERGY STAR Griddles | Replacement of failed or working gas griddles with new high efficiency griddles. | 12 |  | #VALUE! | IL TRM V12 | Prp | 0 | Cooking |  |  |  |  | Y |  | 0 |  | CI ES Griddle_CI, P - Cook (MD) | CI ES Griddle
158 | C&I | CI ES Hot Food Holding Cabinet_CI, E - Cook | Cooking | Hot Food Holding Cabinet | CI ES Hot Food Holding Cabinet_CI, E - Cook (MD) | Hot Food Holding Cabinet | Replacement of failed or working electric hot food holding cabinets with new high efficiency hot food holding cabinets. | 12 |  | #VALUE! | IL TRM V12 | E | 0 | Cooking |  |  |  |  | Y |  | 0 |  | CI ES Hot Food Holding Cabinet_CI, E - Cook (MD) | CI ES Hot Food Holding Cabinet
159 | C&I | CI Steamers_CI, E - Cook | Cooking | ENERGY STAR Steamers | CI Steamers_CI, E - Cook (MD) | ENERGY STAR Steamers | Replacement of failed or working electric steamers with new high efficiency steamers. | 12 |  | #VALUE! | IL TRM V12 | E | 0 | Cooking |  |  |  |  | Y |  | 0 |  | CI Steamers_CI, E - Cook (MD) | CI Steamers
160 | C&I | CI Steamers_CI, P - Cook | Cooking | ENERGY STAR Steamers | CI Steamers_CI, P - Cook (MD) | ENERGY STAR Steamers | Replacement of failed or working gas steamers with new high efficiency steamers. | 12 |  | #VALUE! | IL TRM V12 | Prp | 0 | Cooking |  |  |  |  | Y |  | 0 |  | CI Steamers_CI, P - Cook (MD) | CI Steamers
161 | C&I | CI ECM Circulators CW_CI, E - Oth | Other | ECM Circulators, CW | CI ECM Circulators CW_CI, E - Oth (MD) | ECM Circulators, CW | This measure covers the replacement of standard efficiency permanent split capacitor (PSC) motor circulator pumps with electronically commutated (EC) motor circulator pumps in HVAC hydronic and DHW systems | 15 |  | #VALUE! | NY TRM V11 | E | 0 | Other |  |  |  |  | Y |  | 0 |  | CI ECM Circulators CW_CI, E - Oth (MD) | CI ECM Circulators CW
162 | C&I | CI ECM Circulators DHW_CI, E - Oth | Other | ECM Circulators, DHW | CI ECM Circulators DHW_CI, E - Oth (MD) | ECM Circulators, DHW | This measure covers the replacement of standard efficiency permanent split capacitor (PSC) motor circulator pumps with electronically commutated (EC) motor circulator pumps in HVAC hydronic and DHW systems | 15 |  | #VALUE! | NY TRM V11 | E | 0 | Other |  |  |  |  | Y |  | 0 |  | CI ECM Circulators DHW_CI, E - Oth (MD) | CI ECM Circulators DHW
163 | C&I | CI Compressed Air Improv_CI, E - Oth | Other | Commercial Compressed Air Improvements | CI Compressed Air Improv_CI, E - Oth (RET) | Commercial Compressed Air Improvements | This measure covers the replacement of standard efficiency permanent split capacitor (PSC) motor circulator pumps with electronically commutated (EC) motor circulator pumps in HVAC hydronic and DHW systems | 15 |  | #VALUE! |  | E | 0 | Other |  |  |  |  | Y |  | 0 |  | CI Compressed Air Improv_CI, E - Oth (RET) | CI Compressed Air Improv
164 | C&I | CI ES Pool Pumps_CI, E - Oth | Other | ENERGY STAR Pool Pump | CI ES Pool Pumps_CI, E - Oth (MD) | ENERGY STAR Pool Pump | This measure covers the installation of ENERGY STAR® qualified multi-speed and variable frequency drive (VFD) commercial inground pool pumps | 10 |  | #VALUE! | NY TRM V11 | E | 0 | Other |  |  |  |  | Y |  | 0 |  | CI ES Pool Pumps_CI, E - Oth (MD) | CI ES Pool Pumps
165 | C&I | CI HP Pool Heater_CI, E - Oth | Other | Heat Pump Pool Heater | CI HP Pool Heater_CI, E - Oth (MD) | Heat Pump Pool Heater | This measure is applicable to electric heat pump pool heaters in commercial and multifamily community pool applications. Heat pumps capture heat and move it from one place to another | 15 |  | #VALUE! | NY TRM V11 | E | 0 | Other |  |  |  |  | Y |  | 0 |  | CI HP Pool Heater_CI, E - Oth (MD) | CI HP Pool Heater
166 | C&I | CI Imprvoed Vertical Lift Eff_CI, E - Oth | Other | Imprvoed Vertical Lift Efficiency | CI Imprvoed Vertical Lift Eff_CI, E - Oth (RET) | Imprvoed Vertical Lift Efficiency |  | 15 |  | #VALUE! |  | E | 0 | Other |  |  |  |  | Y |  | 0 |  | CI Imprvoed Vertical Lift Eff_CI, E - Oth (RET) | CI Imprvoed Vertical Lift Eff
167 | C&I | CI Pool Covers_CI, E - Oth | Other | Commercial Pool Covers | CI Pool Covers_CI, E - Oth (RET) | Commercial Pool Covers | This measure refers to the installation of covers on commercial use pools that are heated with gas-fired equipment located either indoors or outdoors | 6 |  | #VALUE! | IL TRM V12 | E | 0 | Other |  |  |  |  | Y |  | 0 |  | CI Pool Covers_CI, E - Oth (RET) | CI Pool Covers
168 | C&I | CI VSD CW Pump_CI, E - Oth | Other | Variable Speed Drive Chilled Water Pump | CI VSD CW Pump_CI, E - Oth (RET) | Variable Speed Drive Chilled Water Pump | This measure is applied to variable speed drives (VSD) which are installed on the following HVAC system applications: chilled water pump, hot water pumps and cooling tower fans | 15 |  | #VALUE! | IL TRM V12 | E | 0 | Other |  |  |  |  | Y |  | 0 |  | CI VSD CW Pump_CI, E - Oth (RET) | CI VSD CW Pump
169 | C&I | CI VSD Condenser_CI, E - Oth | Other | Variable Speed Drive Condenser Water Pump | CI VSD Condenser_CI, E - Oth (RET) | Variable Speed Drive Condenser Water Pump | This measure is applied to variable speed drives (VSD) which are installed on the following HVAC system applications: chilled water pump, hot water pumps and cooling tower fans | 15 |  | #VALUE! | IL TRM V12 | E | 0 | Other |  |  |  |  | Y |  | 0 |  | CI VSD Condenser_CI, E - Oth (RET) | CI VSD Condenser
170 | C&I | CI VSD Custom_CI, E - Oth | Other | Variable Speed Drive Custom, Other | CI VSD Custom_CI, E - Oth (RET) | Variable Speed Drive Custom, Other | This measure is applied to variable speed drives (VSD) which are installed on the following HVAC system applications: chilled water pump, hot water pumps and cooling tower fans | 15 |  | #VALUE! | IL TRM V12 | E | 0 | Other |  |  |  |  | Y |  | 0 |  | CI VSD Custom_CI, E - Oth (RET) | CI VSD Custom
171 | C&I | CI BevSnack Machine Controls_CI, E - Plug [Non-Refrigerated] | Plug Loads | Beverage and Snack Machine Controls | CI BevSnack Machine Controls_CI, E - Plug [Non-Refrigerated] (RET) | Beverage and Snack Machine Controls | This measure relates to the installation of new controls on refrigerated beverage vending machines, non-refrigerated snack vending machines, and glass front refrigerated coolers. Controls can significantly reduce the energy consumption of vending machine and refrigeration systems | 5 |  | #VALUE! | IL TRM V12 | E | 0 | Plug Loads |  |  |  |  | Y |  | 0 |  | CI BevSnack Machine Controls_CI, E - Plug [Non-Refrigerated] (RET) | CI BevSnack Machine Controls
172 | C&I | CI BevSnack Machine Controls_CI, E - Plug [Refrigerated] | Plug Loads | Beverage and Snack Machine Controls | CI BevSnack Machine Controls_CI, E - Plug [Refrigerated] (RET) | Beverage and Snack Machine Controls | This measure relates to the installation of new controls on refrigerated beverage vending machines, non-refrigerated snack vending machines, and glass front refrigerated coolers. Controls can significantly reduce the energy consumption of vending machine and refrigeration systems | 5 |  | #VALUE! | IL TRM V12 | E | 0 | Plug Loads |  |  |  |  | Y |  | 0 |  | CI BevSnack Machine Controls_CI, E - Plug [Refrigerated] (RET) | CI BevSnack Machine Controls
173 | C&I | CI Computer Power Management_CI, E - Plug [Desktop] | Plug Loads | Computer Power Management Software | CI Computer Power Management_CI, E - Plug [Desktop] (RET) | Computer Power Management Software | This measure characterizes average savings from adjustment of computer power management settings by a direct install technician. Computer power management settings, when properly enabled, automatically put the computer and monitor in a low power state when no activity is detected for a certain period of time. | 5 |  | #VALUE! | IL TRM V12 | E | 0 | Plug Loads |  |  |  |  | Y |  | 0 |  | CI Computer Power Management_CI, E - Plug [Desktop] (RET) | CI Computer Power Management
174 | C&I | CI Computer Power Management_CI, E - Plug [Laptop] | Plug Loads | Computer Power Management Software |  |  |  | 5 |  | #VALUE! | IL TRM V12 | E | 0 | Plug Loads |  |  |  |  | Y |  | 0 |  | CI Computer Power Management_CI, E - Plug [Laptop] (RET) | CI Computer Power Management
175 | C&I | CI Computer Power Management_CI, E - Plug [Monitor] | Plug Loads | Computer Power Management Software |  |  |  | 5 |  | #VALUE! | IL TRM V12 | E | 0 | Plug Loads |  |  |  |  | Y |  | 0 |  | CI Computer Power Management_CI, E - Plug [Monitor] (RET) | CI Computer Power Management
176 | C&I | CI Level 2 EV Charger_CI, E - Plug | Plug Loads | Level 2 Electric Vehicle Charger | CI Level 2 EV Charger_CI, E - Plug (MD) | Level 2 Electric Vehicle Charger | Installation of ENERGY STAR certified Vehicle Charger | 10 |  | #VALUE! | 2 | E | 0 | Plug Loads |  |  |  |  | Y |  | 0 |  | CI Level 2 EV Charger_CI, E - Plug (MD) | CI Level 2 EV Charger
177 | C&I | CI Water Cooler_CI, E - Plug | Plug Loads | ENERGY STAR Water Cooler | CI Water Cooler_CI, E - Plug (MD) | ENERGY STAR Water Cooler | Water coolers are a home appliance that offer consumers the ability to enjoy hot and/or cold water on demand. This measure is the characterization of the purchasing and use of an ENERGY STAR certified water cooler in place of a conventional water cooler | 10 |  | #VALUE! | IL TRMV12 | E | 0 | Plug Loads |  |  |  |  | Y |  | 0 |  | CI Water Cooler_CI, E - Plug (MD) | CI Water Cooler
178 | C&I | CI Power Strip_CI, E - Plug [Tier 1] | Plug Loads | Advanced Power Strip – Tier 1 Commercial | CI Power Strip_CI, E - Plug [Tier 1] (RET) | Advanced Power Strip – Tier 1 Commercial | Tier 1 Advanced Power Strips are multi-plug power strips with the ability to automatically disconnect specific connected loads depending upon the power draw of a control load, also plugged into the strip. Power is disconnected from the switched (controlled) outlets when the control load power draw is reduced below a certain adjustable threshold, thus turning off the appliances plugged into the switched outlets. By disconnecting, the standby load of the controlled devices, the overall load of a centralized group of equipment (e.g. a desk workstation) can be reduced. | 7 |  | #VALUE! | IL TRM V12 | E | 0 | Plug Loads |  |  |  |  | Y |  | 0 |  | CI Power Strip_CI, E - Plug [Tier 1] (RET) | CI Power Strip
179 | Res | CI Tier 2 Power Strip_Res, E - Plug | Plug Loads | Advanced Tier 2 Power Strips | CI Tier 2 Power Strip_Res, E - Plug (RET) | Advanced Tier 2 Power Strips | Advanced power strips are power strips that contain a number of controlled sockets and at least one uncontrolled socket. When the appliance that is plugged into the uncontrolled socket is turned off, the power strips shuts off the appliances that are plugged into the controlled sockets. These have recently been renamed Tier 1 power strips. Tier 2 power strips expand on this functionality by using algorithms to monitor the power of all controlled devices, whereas Tier 1 power strips only monitor the master device and turns off peripheral devices accordingly. Tier 2 power strips use infrared (IR) sensing and Root Mean Squared (RMS) power sensing to detect energy consumption from connected devices; tier 1 power strips only use current sensing. After 1 hour of inactivity, energy savings are delivered by turning off power to inactive devices. | 7 |  | #VALUE! | 2 | E | 0 | Plug Loads |  |  |  |  | Y |  | 0 |  | CI Tier 2 Power Strip_Res, E - Plug (RET) | CI Tier 2 Power Strip
180 | C&I | CI Add Doors to Open Display _CI, E - Refr | Refrigeration | Add Doors to Open Refrigerator Display Cases | CI Add Doors to Open Display _CI, E - Refr (RET) | Install Strip Curtains on walk-in coolers and freezers | Adding vertical open display cases with new closed display cases with zero energy doors | 5 |  | #VALUE! | 3 | E | 0 | Refrigeration |  |  |  |  | Y |  | 0 |  | CI Add Doors to Open Display _CI, E - Refr (RET) | CI Add Doors to Open Display
181 | C&I | CI Anti Sweat Control_CI, E - Refr | Refrigeration | Anti-Sweat Heater Controls | CI Anti Sweat Control_CI, E - Refr (RET) | Anti-Sweat Heater Controls | This measure covers the installation of anti-condensation heater controls on glass door reach-in refrigerated cases. | 12 |  | #VALUE! | NY TRM V11 | E | 0 | Refrigeration |  |  |  |  | Y |  | 0 |  | CI Anti Sweat Control_CI, E - Refr (RET) | CI Anti Sweat Control
182 | C&I | CI Case Night Covers_CI, E - Refr | Refrigeration | Case Night Covers | CI Case Night Covers_CI, E - Refr (RET) | Case Night Covers | Refrigeration thermal blinds, or night covers, are utilized to create a protective thermal barrier between ambient air and the cooled, conditioned air in open refrigerated cases. Deployed when grocery centers close, night covers insulate cold refrigeration cases while maintaining the desired displayed food temperature. Night covers are typically constructed of a flexible, woven fabric. | 5 |  | #VALUE! | IL TRM V12 | E | 0 | Refrigeration |  |  |  |  | Y |  | 0 |  | CI Case Night Covers_CI, E - Refr (RET) | CI Case Night Covers
183 | C&I | CI ECM CompCondenser_CI, E - Refr | Refrigeration | ECM Compressor/Condenser Fan Motors | CI ECM CompCondenser_CI, E - Refr (MD) | ECM Compressor/Condenser Fan Motors | This measure is applicable to the replacement of an existing, uncontrolled, and continuously operating standardefficiency shaded-pole evaporator fan motor in refrigerated display cases or fan coil in walk-ins. | 15 |  | #VALUE! |  | E | 0 | Refrigeration |  |  |  |  | Y |  | 0 |  | CI ECM CompCondenser_CI, E - Refr (MD) | CI ECM CompCondenser
184 | C&I | CI ECM Evap Fan_CI, E - Refr | Refrigeration | ECM Evaporator Fan Retrofit | CI ECM Evap Fan_CI, E - Refr (RET) | ECM Evaporator Fan Retrofit | This measure is applicable to the replacement of an existing, uncontrolled, and continuously operating standardefficiency shaded-pole evaporator fan motor in refrigerated display cases or fan coil in walk-ins. | 15 |  | #VALUE! | IL TRM V12 | E | 0 | Refrigeration |  |  |  |  | Y |  | 0 |  | CI ECM Evap Fan_CI, E - Refr (RET) | CI ECM Evap Fan
185 | C&I | CI Eff Ref Compressor_CI, E - Refr | Refrigeration | Efficient Refrigeratio Compressor | CI Eff Ref Compressor_CI, E - Refr (RET) | Efficient Refrigeratio Compressor |  | 15 |  | #VALUE! |  | E | 0 | Refrigeration |  |  |  |  | Y |  | 0 |  | CI Eff Ref Compressor_CI, E - Refr (RET) | CI Eff Ref Compressor
186 | C&I | CI Ice Maker_CI, E - Refr | Refrigeration | Ice Maker | CI Ice Maker_CI, E - Refr (MD) | Ice Maker | Commercial ice machines are used in restaurants, hospitals, hotels, schools, offices and grocery stores. ENERGY STAR rates air-cooled ice machines. ENERGY STAR ice machines are designed with higher efficiency compressors and use less water than standard ice machines. | 9 |  | #VALUE! | IL TRM V12 | E | 0 | Refrigeration |  |  |  |  | Y |  | 0 |  | CI Ice Maker_CI, E - Refr (MD) | CI Ice Maker
187 | C&I | CI ES Refr Bev Vending Machine_CI, E - Refr | Refrigeration | ENERGY STAR Refrigerated Vending Machine | CI ES Refr Bev Vending Machine_CI, E - Refr (MD) | ENERGY STAR Refrigerated Vending Machine | ENERGY STAR qualified new and rebuilt vending machines incorporate more efficient compressors, fan motors, and lighting systems as well as low power mode option that allows the machine to be placed in low-energy lighting and/or low-energy refrigeration states during times of inactivity. | 14 |  | #VALUE! | IL TRM V12 | E | 0 | Refrigeration |  |  |  |  | Y |  | 0 |  | CI ES Refr Bev Vending Machine_CI, E - Refr (MD) | CI ES Refr Bev Vending Machine
188 | C&I | CI ES Refrigerator_CI, E - Refr | Refrigeration | Energy Star Refrigerators and Freezers | CI ES Refrigerator_CI, E - Refr (MD) | Energy Star Refrigerators and Freezers | This measure includes the replacement of failed refrigerators or freezers in residential homes, as well as installation of high efficiency refrigerators and freezers in new homes. | 15 |  | #VALUE! | HI TRM 2023 | E | 0 | Refrigeration |  |  |  |  | Y |  | 0 |  | CI ES Refrigerator_CI, E - Refr (MD) | CI ES Refrigerator
189 | C&I | CI Evap Fan Speed Controls_CI, E - Refr | Refrigeration | Evaporator Fan Speed Controls | CI Evap Fan Speed Controls_CI, E - Refr (RET) | Evaporator Fan Speed Controls | This measure is for the installation of controls for Electronically Commutated Motors in existing medium temperature walk-in coolers. The controller reduces airflow of the evaporator fans when there is no refrigerant flow. | 13 |  | #VALUE! | IL TRM V12 | E | 0 | Refrigeration |  |  |  |  | Y |  | 0 |  | CI Evap Fan Speed Controls_CI, E - Refr (RET) | CI Evap Fan Speed Controls
190 | C&I | CI Floating Head Pressure Ctrl_CI, E - Refr | Refrigeration | Floating Head Pressure Control | CI Floating Head Pressure Ctrl_CI, E - Refr (RET) | Floating Head Pressure Control | By installing a floating head pressure control (FHPCs) condenser system, the refrigeration system can change condensing temperatures in response to different outdoor temperatures. | 15 |  | #VALUE! | IL TRM V12 | E | 0 | Refrigeration |  |  |  |  | Y |  | 0 |  | CI Floating Head Pressure Ctrl_CI, E - Refr (RET) | CI Floating Head Pressure Ctrl
191 | C&I | CI High Eff Built Up_CI, E - Refr | Refrigeration | High Efficiency Built-up Refrigeration | CI High Eff Built Up_CI, E - Refr (MD) | High Efficiency Built-up Refrigeration |  | 0 |  | #VALUE! |  | E | 0 | Refrigeration |  |  |  |  | Y |  | 0 |  | CI High Eff Built Up_CI, E - Refr (MD) | CI High Eff Built Up
192 | C&I | CI High Eff Small Walk In_CI, E - Refr | Refrigeration | High Efficiency Small Walk-in | CI High Eff Small Walk In_CI, E - Refr (MD) | High Efficiency Small Walk-in |  | 15 |  | #VALUE! |  | E | 0 | Refrigeration |  |  |  |  | Y |  | 0 |  | CI High Eff Small Walk In_CI, E - Refr (MD) | CI High Eff Small Walk In
193 | C&I | CI Loading Dock Pit Seals_CI, E - Refr | Refrigeration | High Speed Overhead Doors |  |  | By installing a floating head pressure control (FHPCs) condenser system, the refrigeration system can change condensing temperatures in response to different outdoor temperatures. | 16 |  | #VALUE! | 3 | E | 0 | Refrigeration |  |  |  |  | Y |  | 0 |  | CI Loading Dock Pit Seals_CI, E - Refr (RET) | CI Loading Dock Pit Seals
194 | C&I | CI Low Heat Doors_CI, E - Refr | Refrigeration | Low Heat or No Heat Doors | CI Low Heat Doors_CI, E - Refr (RET) | Low Heat or No Heat Doors |  | 0 |  | #VALUE! |  | E | 0 | Refrigeration |  |  |  |  | Y |  | 0 |  | CI Low Heat Doors_CI, E - Refr (RET) | CI Low Heat Doors
195 | C&I | CI Evap Fan Perm Magnet_CI, E - Refr | Refrigeration | Permanent Magnet Synchronous Fan Motor Evaporator Fan Motor Retrofit | CI Evap Fan Perm Magnet_CI, E - Refr (RET) | Permanent Magnet Synchronous Fan Motor Evaporator Fan Motor Retrofit | This measure covers the replacement of shaded pole (SP), permanent split capacitor (PSC), or electrically commutated (EC) evaporator fan motors with permanent magnet synchronous motors (PMSM) in commercial refrigeration equipment. | 15 |  | #VALUE! | NY TRM V11 | E | 0 | Refrigeration |  |  |  |  | Y |  | 0 |  | CI Evap Fan Perm Magnet_CI, E - Refr (RET) | CI Evap Fan Perm Magnet
196 | C&I | CI Refrigeration Tun_CI, E - Refr | Refrigeration | Refrigeration Tune Up | CI Refrigeration Tune-up_CI, E - Refr (RET) | Refrigeration Tune Up |  | 0 |  | #VALUE! |  | E | 0 | Refrigeration |  |  |  |  | Y |  | 0 |  | CI Refrigeration Tune-up_CI, E - Refr (RET) | CI Refrigeration Tune-up
197 | C&I | CI Cooler Freezer Gasket_CI, E - Refr | Refrigeration | Replace Cooler and Freezer Door Gaskets | CI Cooler Freezer Gasket_CI, E - Refr (RET) | Replace Cooler and Freezer Door Gaskets | This measure covers the replacement of reach-in and walk-in refrigerated display case door gaskets that have become damaged due to normal use and/or the failure of anti-condensate heater elements. | 4 |  | #VALUE! | NY TRM V11 | E | 0 | Refrigeration |  |  |  |  | Y |  | 0 |  | CI Cooler Freezer Gasket_CI, E - Refr (RET) | CI Cooler Freezer Gasket
198 | C&I | CI Walkin Cooler_CI, E - Refr | Refrigeration | Walk-in Cooler Retrofit | CI Walkin Cooler_CI, E - Refr (RET) | Walk-in Cooler Retrofit |  | 0 |  | #VALUE! |  | E | 0 | Refrigeration |  |  |  |  | Y |  | 0 |  | CI Walkin Cooler_CI, E - Refr (RET) | CI Walkin Cooler
199 | C&I | CI ECM Blower Motor_CI, E - Vent | Ventilation | ECM Blower Motor | CI ECM Blower Motor_CI, E - Vent (RET) | ECM Blower Motor | This measure covers the replacement of a HVAC circulation (blower) fan motor with an electronically commutated motor (EC motor) in a commercial building. | 15 |  | #VALUE! | NY TRM V11 | E | 0 | Ventilation |  |  |  |  | Y |  | 0 |  | CI ECM Blower Motor_CI, E - Vent (RET) | CI ECM Blower Motor
200 | C&I | CI ECM Fan Motor_CI, E - Vent | Ventilation | ECM Fan Motor | CI ECM Fan Motor_CI, E - Vent (RET) | ECM Fan Motor | This measure covers the replacement of a HVAC circulation (blower) fan motor with an electronically commutated motor (EC motor) in a commercial building. | 15 |  | #VALUE! | NY TRM V11 | E | 0 | Ventilation |  |  |  |  | Y |  | 0 |  | CI ECM Fan Motor_CI, E - Vent (RET) | CI ECM Fan Motor
201 | Res | CI Garage Exhaust_Res, E - Vent | Ventilation | Garage Exhaust Control | CI Garage Exhaust_Res, E - Vent (RET) | Garage Exhaust Control | This measure includes replacement of failed or working air purifier in existing homes with ENERGY STAR air purifier, or installation of an ENERGY STAR air purifier in a new home. | 15 |  | #VALUE! | IL TRM V12 | E | 0 | Ventilation |  |  |  |  | Y |  | 0 |  | CI Garage Exhaust_Res, E - Vent (RET) | CI Garage Exhaust
202 | C&I | CI Kitchen DCV_CI, E - Vent | Ventilation | Kitchen Demand Control Ventilation | CI Kitchen DCV_CI, E - Vent (RET) | Kitchen Demand Control Ventilation | Replacement of failed or working electric hot food holding cabinets with new high efficiency hot food holding cabinets. | 20 |  | #VALUE! | IL TRM V12 | E | 0 | Ventilation |  |  |  |  | Y |  | 0 |  | CI Kitchen DCV_CI, E - Vent (RET) | CI Kitchen DCV
203 | C&I | CI VSD Cool Tower Fans_CI, E - Vent | Ventilation | Variable Speed Drive, Cooling Tower Fan | CI VSD Cool Tower Fans_CI, E - Vent (RET) | Variable Speed Drive, Cooling Tower Fan | This measure includes replacement of failed or working air purifier in existing homes with ENERGY STAR air purifier, or installation of an ENERGY STAR air purifier in a new home. | 15 |  | #VALUE! | IL TRM V12 | E | 0 | Ventilation |  |  |  |  | Y |  | 0 |  | CI VSD Cool Tower Fans_CI, E - Vent (RET) | CI VSD Cool Tower Fans
204 | C&I | CI VSD HVAC Fan_CI, E - Vent | Ventilation | Variable Speed Drive, Cooling Tower Fan | CI VSD HVAC Fan_CI, E - Vent (RET) | Variable Speed Drive, Cooling Tower Fan | This measure includes replacement of failed or working air purifier in existing homes with ENERGY STAR air purifier, or installation of an ENERGY STAR air purifier in a new home. | 15 |  | #VALUE! | IL TRM V12 | E | 0 | Ventilation |  |  |  |  | Y |  | 0 |  | CI VSD HVAC Fan_CI, E - Vent (RET) | CI VSD HVAC Fan
205 | C&I | CI Faucet Aerator_CI, E - HWat | Water Heating | Faucet Aerator | CI Faucet Aerator_CI, E - HWat (RET) | Faucet Aerator | This measure includes replacing an existing faucet aerator with low-flow aerator. | 10 |  | #VALUE! | 3 | E | 0 | Water Heating |  |  |  |  | Y |  | 0 |  | CI Faucet Aerator_CI, E - HWat (RET) | CI Faucet Aerator
206 | C&I | CI Faucet Aerator_CI, P - HWat | Water Heating | Faucet Aerator | CI Faucet Aerator_CI, P - HWat (RET) | Faucet Aerator | This measure includes replacing an existing faucet aerator with low-flow aerator. | 10 |  | #VALUE! | 3 | Prp | 0 | Water Heating |  |  |  |  | Y |  | 0 |  | CI Faucet Aerator_CI, P - HWat (RET) | CI Faucet Aerator
207 | C&I | CI HPWH_CI, E - HWat | Water Heating | Heat Pump Water Heater | CI HPWH_CI, E - HWat (MD) | Heat Pump Water Heater | This measure involves installing a thermostatically restricting shower valve that reduces the amount of excess hot shower water during warm-up periods. | 15 |  | #VALUE! | NY TRM V11 | E | 0 | Water Heating |  |  |  |  | Y |  | 0 |  | CI HPWH_CI, E - HWat (MD) | CI HPWH
208 | C&I | CI HPWH_CI, P - HWat | Water Heating | Heat Pump Water Heater | CI HPWH_CI, P - HWat (MD) | Heat Pump Water Heater |  | 15 |  | #VALUE! | NY TRM V11 | Prp | 0 | Water Heating |  |  |  |  | Y |  | 0 |  | CI HPWH_CI, P - HWat (MD) | CI HPWH
209 | C&I | CI Ozone Laundry_CI, E - HWat | Water Heating | Ozone Laundry | CI Ozone Laundry_CI, E - HWat (RET) | Ozone Laundry | A new ozone laundry system(s) is added-on to new or existing commercial washing machine(s) using hot water heated with natural gas | 10 |  | #VALUE! | IL TRM V12 | E | 0 | Water Heating |  |  |  |  | Y |  | 0 |  | CI Ozone Laundry_CI, E - HWat (RET) | CI Ozone Laundry
210 | C&I | CI Ozone Laundry_CI, P - HWat | Water Heating | Ozone Laundry | CI Ozone Laundry_CI, P - HWat (RET) | Ozone Laundry | A new ozone laundry system(s) is added-on to new or existing commercial washing machine(s) using hot water heated with natural gas | 10 |  | #VALUE! | IL TRM V12 | Prp | 0 | Water Heating |  |  |  |  | Y |  | 0 |  | CI Ozone Laundry_CI, P - HWat (RET) | CI Ozone Laundry
211 | C&I | CI Pr_CI, E - HWat | Water Heating | High Efficiency Pre-Rinse Spray Valve | CI Pre-Rinse Spray Valves_CI, E - HWat (RET) | High Efficiency Pre-Rinse Spray Valve | Retrofit of working standard pre-rinse sprayers with low-flow, pre-rinse sprayers in commercial kitchen applications. | 5 |  | #VALUE! | IL TRM V12 | E | 0 | Water Heating |  |  |  |  | Y |  | 0 |  | CI Pre-Rinse Spray Valves_CI, E - HWat (RET) | CI Pre-Rinse Spray Valves
212 | C&I | CI Pr_CI, P - HWat | Water Heating | High Efficiency Pre-Rinse Spray Valve | CI Pre-Rinse Spray Valves_CI, P - HWat (RET) | High Efficiency Pre-Rinse Spray Valve | Retrofit of working standard pre-rinse sprayers with low-flow, pre-rinse sprayers in commercial kitchen applications. | 5 |  | #VALUE! | IL TRM V12 | Prp | 0 | Water Heating |  |  |  |  | Y |  | 0 |  | CI Pre-Rinse Spray Valves_CI, P - HWat (RET) | CI Pre-Rinse Spray Valves
213 | C&I | CI Water Heater_CI, E - HWat [Building w elec WH] | Water Heating | Water Heater | CI Water Heater_CI, E - HWat [Building w elec WH] (MD) | Water Heater | Installation of an ENERGY STAR commercial dishwasher. | 5 |  | #VALUE! | 3 | E | 0 | Water Heating |  |  |  |  | Y |  | 213 |  | CI Water Heater_CI, E - HWat [Building w elec WH] (MD) | CI Water Heater
214 | C&I | CI Water Heater_CI, P - HWat [Building w prop WH] | Water Heating | Water Heater | CI Water Heater_CI, P - HWat [Building w prop WH] (MD) | Water Heater | Installation of an ENERGY STAR commercial dishwasher. | 5 |  | #VALUE! | 3 | Prp | 0 | Water Heating |  |  |  |  | Y |  | 213 |  | CI Water Heater_CI, P - HWat [Building w prop WH] (MD) | CI Water Heater
215 | C&I | CI High Speed Overhead Doors_CI, E - Refr | Refrigeration | High Speed Overhead Doors |  |  | By installing a floating head pressure control (FHPCs) condenser system, the refrigeration system can change condensing temperatures in response to different outdoor temperatures. | 16 |  | #VALUE! | 3 | E | 0 | Refrigeration |  |  |  |  | Y |  | 0 |  | CI High Speed Overhead Doors_CI, E - Refr (RET) | CI High Speed Overhead Doors
216 | C&I | CI High Speed Rollup Doors_CI, E - Refr | Refrigeration | High Speed Overhead Doors |  |  | By installing a floating head pressure control (FHPCs) condenser system, the refrigeration system can change condensing temperatures in response to different outdoor temperatures. | 15 |  | #VALUE! | 3 | E | 0 | Refrigeration |  |  |  |  | Y |  | 0 |  | CI High Speed Rollup Doors_CI, E - Refr (RET) | CI High Speed Rollup Doors
217 | C&I | CI Door Heater Controls_CI, E - Refr | Refrigeration | High Speed Overhead Doors |  |  | By installing a floating head pressure control (FHPCs) condenser system, the refrigeration system can change condensing temperatures in response to different outdoor temperatures. | 16 |  | #VALUE! | 3 | E | 0 | Refrigeration |  |  |  |  | Y |  | 0 |  | CI Door Heater Controls_CI, E - Refr (RET) | CI Door Heater Controls
218 | C&I | CI ECM Coolers Freezers_CI, E - Refr | Refrigeration | High Speed Overhead Doors |  |  | By installing a floating head pressure control (FHPCs) condenser system, the refrigeration system can change condensing temperatures in response to different outdoor temperatures. | 15 |  | #VALUE! | 3 | E | 0 | Refrigeration |  |  |  |  | Y |  | 0 |  | CI ECM Coolers Freezers_CI, E - Refr (RET) | CI ECM Coolers Freezers
219 | C&I | CI Glass Door Ref and Freezers_CI, E - Refr | Refrigeration | Commercial Solid and Glass Refrigerators and Freezers | CI Glass Door Ref and Freezers_CI, E - Refr (MD) | Commercial Solid and Glass Refrigerators and Freezers | This measure includes the replacement of failed refrigerators or freezers in commercial buildings, as well as installation of high efficiency refrigerators and freezers in new buildings. New units will include at least no-sweat door controls, evaporator fan motor controls, ECM motors, etc | 12 |  | #VALUE! | 9 | E | 0 | Refrigeration |  |  |  |  | Y |  | 0 |  | CI Glass Door Ref and Freezers_CI, E - Refr (MD) | CI Glass Door Ref and Freezers
220 | C&I | CI Q Sync Motors_CI, E - Refr | Refrigeration | Q-Sync Motors for Walk-in and Reach-in Coolers/Freezers | CI Q Sync Motors_CI, E - Refr (MD) | Q-Sync Motors for Walk-in and Reach-in Coolers/Freezers | High-efficiency built-up refrigeration systems for grocery and refrigerated warehouses. This potentially includes HE compressors, better design and controls, HE motors and VFDs. | 10 |  | #VALUE! | 8 | E | 0 | Refrigeration | Space Heating |  |  |  | Y |  | 0 |  | CI Q Sync Motors_CI, E - Refr (MD) | CI Q Sync Motors
221 | C&I | CI Automatic Door Closers_CI, E - Refr | Refrigeration | Automatic Door Closer for Walk-In Coolers and Freezers | CI Automatic Door Closers_CI, E - Refr (RET) | Install Strip Curtains on walk-in coolers and freezers | Auto-closers on freezers and coolers can reduce the amount of time that doors are open, thereby reducing infiltration and refrigeration loads. | 8 |  | #VALUE! | 3 | E | 0 | Refrigeration |  |  |  |  | Y |  | 0 |  | CI Automatic Door Closers_CI, E - Refr (RET) | CI Automatic Door Closers
222 | C&I | CI Strip Curtains_CI, E - Refr | Refrigeration | Strip Curtains for Walk-In Coolers and Freezers | CI Strip Curtains_CI, E - Refr (RET) | Install Strip Curtains on walk-in coolers and freezers | Strip curtains used to reduce the refrigeration load associated with the infiltration of non-refrigerated air into the refrigerated spaces of walk-in coolers or freezers | 4 |  | #VALUE! | 3 | E | 0 | Refrigeration |  |  |  |  | Y |  | 0 |  | CI Strip Curtains_CI, E - Refr (RET) | CI Strip Curtains
223 | C&I | CI Refrigeration Economizers_CI, E - Refr | Refrigeration | ECM Compressor Condenser Fan Motors | CI Refrigeration Economizers_CI, E - Refr (MD) | ECM Compressor Condenser Fan Motors | Replacing an existing shaded pole and permanent split capacitor motors with higher efficiency electronically commutated motors (ECM) in a commercial refrigeration system compressor or condensing unit. | 15 |  | #VALUE! | 3 | E | 0 | Refrigeration |  |  |  |  | Y |  | 0 |  | CI Refrigeration Economizers_CI, E - Refr (MD) | CI Refrigeration Economizers
224 | C&I | CI Low Flow Showerheads_CI, E - HWat | Water Heating | Low Flow Showerheads | CI Low Flow Showerheads_CI, E - HWat (MD) | Low Flow Showerheads | Replacement of failed or working tankless-type (instantaneous) FF water heaters in commercial facilities with more efficient tankless water heaters. | 10 |  | #VALUE! | 7 | E | 0 | Water Heating |  |  |  |  | Y |  | 0 |  | CI Low Flow Showerheads_CI, E - HWat (MD) | CI Low Flow Showerheads
225 | C&I | Misc CI Ltg_CI, E - IntL [No Heat] | Interior Lighting | Miscellaneous Commercial/Industrial Lighting | Misc CI Ltg_CI, E - IntL [No Heat] (RET) | Miscellaneous Commercial/Industrial Lighting | Replace a non-LED exit sign with an LED sign (or replace the lights therein) | 15 |  | #VALUE! | 3 | E | 0 | Interior Lighting |  |  |  |  | Y |  | 0 |  | Misc CI Ltg_CI, E - IntL [No Heat] (RET) | Misc CI Ltg
226 | C&I | Ext Photo Repair_CI, E - IntL [No Heat] | Interior Lighting | Exterior Photocell Repair | Ext Photo Repair_CI, E - IntL [No Heat] (RET) | Exterior Photocell Repair | Replace a non-LED exit sign with an LED sign (or replace the lights therein) | 15 |  | #VALUE! | 3 | E | 0 | Interior Lighting |  |  |  |  | Y |  | 0 |  | Ext Photo Repair_CI, E - IntL [No Heat] (RET) | Ext Photo Repair
227 | C&I | LED Streetlighting_CI, E - ExtL | Exterior Lighting | Street Lighting | LED Streetlighting_CI, E - ExtL (RET) | Street Lighting | Installation of an LED outdoor pole/arm- or wallmounted luminaire or retrofit kit for parking lot or street illumination in place of a high-intensity discharge light source | 15 |  | #VALUE! | 3 | E | 0 | Exterior Lighting |  |  |  |  | Y |  | 0 |  | LED Streetlighting_CI, E - ExtL (RET) | LED Streetlighting
228 | C&I | LED Exit Signs_CI, E - IntL [No Heat] | Interior Lighting | Commercial LED Exit Signs | LED Exit Signs_CI, E - IntL [No Heat] (RET) | Commercial LED Exit Signs | Replace a non-LED exit sign with an LED sign (or replace the lights therein) | 5 |  | #VALUE! | 3 | E | 0 | Interior Lighting |  |  |  |  | Y |  | 0 |  | LED Exit Signs_CI, E - IntL [No Heat] (RET) | LED Exit Signs
229 | C&I | Ultr_CI, E - IntL [No Heat] | Interior Lighting | Ultra-Efficient LED Lighting | Ultra-Efficient LED Ltg_CI, E - IntL [No Heat] (RET) | Ultra-Efficient LED Lighting | Remove fluorescent lamps from multi-lamp fixtures in overlit areas | 11 |  | #VALUE! | 3 | E | 0 | Interior Lighting |  |  |  |  | Y |  | 0 |  | Ultra-Efficient LED Ltg_CI, E - IntL [No Heat] (RET) | Ultra-Efficient LED Ltg
#REF! | #REF! | #REF! | #REF! | #REF! | #REF! | #REF! | #REF! | #REF! | #REF! | #REF! | #REF! | #REF! | #REF! | #REF! | #REF! | #REF! | #REF! | #REF! | Y | #REF! | #REF! |  | #REF! | #REF!
#REF! | Row | --- | --- | --- | --- | --- | --- | --- | --- | --- | --- | --- | --- | --- | --- | --- | --- | --- | --- | --- | --- |  |  |  | --- | --- | --- | --- | --- | --- | --- | --- | --- | --- | --- | ---
#REF! |  | Next unused Meas #
Input Template Cells - DO NOT DELETE
| 5 |  | 11 | 2 | 3 | 4 | 6 | 7 | 8 |  |  | 9 | 10 | 11 | 12 | 13 | 14 | 15 |  | 16 | 17
Note on A2: SBower: Primary key, unique, permanent.
Note on C2: SBower: Limit to ~40 characters (2 lines).
Note on F2: SBower: When a measure has separate components by end use (e.g., "HVAC tune-up -Cool" and "HVAC tune-up -Heat"), the parent name excludes the end-use component (e.g., "HVAC tune-up"). Otherwise it's the same as the Measure Name.
Note on G2: SBower: When a measure has separate components by end use (e.g., "HVAC tune-up -Cool" and "HVAC tune-up -Heat"), the parent name excludes the end-use component (e.g., "HVAC tune-up"). Otherwise it's the same as teh Measure Long Name.
Note on H2: SBower: Clearly describe the efficient technology or behavior, so that a client will know unambiguously what the measure is.
Note on I2: SBower: Measure Life (years), incorporating any persistance factor.
Note on J2: SBower: Existing life, for early-retimrement retrofit measures. (Not used consistently.)
Note on L2: SBower: Citation # from the 'Citations' sheet
Note on M2: SBower: Based on named range "PrimaryFuelTypes". P = Petroleum Fuels (distillate, etc.).
Note on N2: SBower: Dictates how end-use fuel savings are split across fuels in MasterCom. SH = Space Heating, SW = Water Heating (apportioned in MCom).
Note on P2: SBower: Applied to waste heat impacts, and secondary fuels entered on 'MeasChars' sheet.
Note on Q2: SBower: Used in MasterCom to generate the load shape name.
Note on S2: SBower: 1 = Yes, the measure has a heating penalty & cooling bonus.
Note on T2: SBower: Is this measure still in use (Y/N). If no, the measure has been retired.
Note on U2: SBower: If this measure depends on another to be cost-effective (e.g., tier 3 depends on tier 2), enter the row offset (number of rows) to the measure that this measure depends on. If the "depends on" measure fails, then this measure fails. Must be a negative number. If this measure depends on another AND is also linked with another, then both of the linked measures must have the "depends on" value filled in.
Note on V2: SBower: Two measures are linked if they are the same measure with different end-use components. They pass as a group if their net benefits are >= 0 (otherwise they all fail). For a group of linked measures, enter the same measure number (of the first-listed measure).
Note on Z2: SBower: Columns to the right are not in the MeasureTbl range.
Note on AC2: SBower: Calculated. Indicates if this measure has MD characteristics in sheet 'MeasChars'
Note on AD2: SBower: Calculated. Indicates if this measure has RET characteristics in sheet 'MeasChars'
Note on A3: SBower: Do not modify the column names in this row (used for lookups).
Note on AE3: SBower: column number, for lookups

## MeasChars
MeasCharTbl |  | CONFIDENTIAL - Optimal Energy Inc. | [19 empty] | Used by MC |  |  | For outputs |  |  |  | Used by MC |  | For outputs | Used by MC | Used by MC |  | Used by MC | Used by MC |  |  |  | Used by MC |  |  |  | Used by MC |  | Used by MC |  |  |  | Used by MC |  | Used by MC |  |  |  | Used by MC |  | Used by MC |  |  |  | Used by MC | Used by MC |  |  | Used by MC |  | Used by MC |  |  | Used by MC
1 | 2 | 3 | 4 | 5 | 6 | 7 | NY 2018-19 |  |  |  |  | 8 | 9 | 10 | 11 | 12 | 13 | 14 | 15 | 16 | 17 | 18 | 19 | 20 | 21 | 22 | 23 | 24 | 25 | 26 | 27 | 28 | 29 |  |  | Early-Retirement Retrofit Inputs |  |  |  |  | Efficient Equipment Component/Maintenance #1 | [5 empty] | Efficient Equipment Component/Maintenance #2 | [6 empty] | Baseline Equipment Component/Maintenance #1 |  |  |  |  | Baseline Equip Component/Maintenance #2 |  |  |  | O&M |  | Life | Secondary End-Use Fuel Impact (MMBtu/kWh), OR Elec Impacts (kWh/MMBtu) |  |  |  |  | Water |  |  | Heat Pump Fuel Switching Measure Lookups
Key | Meas # | Mkt (MD or RET) | End Use | Measure Long Name | Sector | In Use | Priority (H, M, L) | Status | Notes Add with name & date, most recent at top. Undated notes are probably old descriptions for old (pre-2006) measures. | Screening-Specific Notes Note any measure inputs that must be updated for each screening. Add with name & date. | Meas Cost & Save Changes Notes | Target Markets (NC, Reno, Repl, Ret) | Baseline Description | Start Year | End Year | Building type assumed for character-ization | Units for Costs & Savings Values | Efficient kW ¦ MMBtu | Baseline kW ¦ MMBtu | Full Load Hours | kWh ¦ MMBtu Annual Savings | % Savings (primary fuel) | Full Load Hours Source | Savings (Except FLH) Source (specify baseline vs. efficient kW values, as needed) | Savings Sources, Citation #s | Efficient Equip Cost | Baseline Equip Cost | Incremental Cost | Incremental Cost per kWh ¦ MMBtu Saved | Cost Source (specify baseline vs. efficient cost sources, as needed) | Costs Sources, Citation #s | Baseline Equip. Life | Baseline Equip. Age | Baseline Cost | Baseline Cost per kWh ¦ MMBtu saved | Baseline shift savings factor (for RET) | Early-Retirement RET Notes & Sources (remaining life, baseline shift, etc.) | Baseline Cost Source | Efficient Component 1 (description) | Eff Component 1 Life (years) | Eff Component 1 Life (years) Source | Eff Component 1 Replacement Cost | Eff Component 1 Replacement Cost Source | Eff Component 1 Replacement Cost per kWh ¦ MMBtu saved | Efficient Component 2 (description) | Eff Component 2 Life (years) | Eff Component 2 Life (years) Source | Eff Component 2 Replacement Cost | Eff Component 2 Replacement Cost Source | Eff Component 2 Replacement Cost per kWh ¦ MMBtu saved | Baseline Component 1 (description) | Baseline Component 1 Life (years) | Baseline Component 1 Life (years) Source | Baseline Component 1 Replacement Cost | Baseline Component 1 Replacement Cost Source | Baseline Component 1 Replacement Cost per kWh ¦ MMBtu saved | Baseline Component 2 (description) | Baseline Component 2 Life (years) | Baseline Component 2 Life (years) Source | Baseline Component 2 Replacement Cost | Baseline Component 2 Replacement Cost Source | Baseline Component 2 Replacement Cost per kWh ¦ MMBtu saved | O&M Annual Levelized Cost ($/kWh ¦ $/MMBtu) | O&M Source (to be consilidated from other O&M Sources) | Measure Life | 2ndary Fuel Type (E, G, SH, WH, etc.) | Fossil Fuel (or Elec) Savings - increased use is negative (MMBtu/yr ¦ kWh/yr) | Annual Fossil Fuel (or Elec) Savings - increased is negative (MMBtu/kWh ¦ kWh/MMBtu saved) | Annual Fossil Fuel (or Elec) Savings Source | Water (gal/yr) | Water [gal/yr per kWh ¦ MMBtu saved] | Water (gal/yr) Source | HP Tech | Heating Baseline | Cooling Baseline | Last Column | Measure Name | Sheet Hyperlink | EE Description
|  | Measures' column: | 4 | 3 | 2 | 20 | [58 empty] | 9 | 14 | [9 empty] | ---
| Meas# | Mkt | EndUse | MeasLongName |  |  |  | Status | Notes |  |  | TargetMkts | Baseline | StartYr | EndYr | BldgTypeForChar | Units | EffKw | BaseKw | FLH | AnnKWh | PctSavings | FLHSrc | SavingsSrc | SavingsSrc# | EffCost | BaseCost | IncCost | IncCostPerKwh | IncCostSrc | CostsSrc# | BaseLife | BaseAge | BaseCostRet | BaseCostPerKwh | BaseShift | BaseShiftSrc | BaseCostRetSrc | EffComp1 | EffComp1Life | EffComp1LifeSrc | EffComp1Cost | EffComp1CostSrc | EffComp1CostPerKwh | EffComp2 | EffComp2Life | EffComp2LifeSrc | EffComp2Cost | EffComp2CostSrc | EffComp2CostPerKwh | BaseComp1 | BaseComp1Life | BaseComp1LifeSrc | BaseComp1Cost | BaseComp1CostSrc | BaseComp1CostPerKwh | BaseComp2 | BaseComp2Life | BaseComp2LifeSrc | BaseComp2Cost | BaseComp2CostSrc | BaseComp2CostPerKwh | LevCostOM |  | MeasLife | Fuel1Type | Fuel1Sav | Fuel1SavPerKwh | Fuel1SavPerKwhSrc | Water | WaterPerKwh | WaterSrc |  |  |  | ---
101RET | 101 | RET | Appliances | Electric Stove Coil Upgrade | R | Y | [5 empty] | #REF! |  | #REF! | #REF! | Single Family |  | 0 | 0 | 0 | 0 | 0% | - | 2,5 | 2,5 | 0 | 0 | 0 | 0 | 4 | 4 | 0 | 0 | 0 | 0 | 0 | - | - |  | 0 | - | 0 | - | 0 |  | 0 | - | 0 | - | 0 |  | 0 | - | 0 | - | 0 |  | 0 | - | 0 | - | 0 | 0 | - | 12 |  | 0 | 0 | - | 0 | 0 | - |  |  |  |  | Electric Stove Coil Upgrade_Res, E - Appl [Elec Dry, SF] (RET) | Electric Stove Coil Upgrade
102MD | 102 | MD | Appliances | ENERGY STAR Clothes Dryer | R | Y | [5 empty] | #REF! | Existing or new Non-ENERGY STAR Clothes Dryer with electric drying | #REF! | #REF! | Single Family | per washer | 0 | 0 | 0 | 124.2321 | 27.36% | - | 2,5 | 2,5 | 0 | 0 | 278.5 | 2.605 | 4 | 4 | 0 | 0 | 0 | 0 | 0 | - | - |  | 0 | - | 0 | - | 0 |  | 0 | - | 0 | - | 0 |  | 0 | - | 0 | - | 0 |  | 0 | - | 0 | - | 0 | 0 | - | 16 |  | 0 | 0 | - | 0 | 0 | - |  |  |  |  | ES Clothes Dryer_Res, E - Appl [Elec Dry, SF] (MD) | ES Clothes Dryer | ENERGY STAR Clothes Dryer with electric drying
103MD | 103 | MD | Appliances | ENERGY STAR Dehumidifier | R | Y | [5 empty] | #REF! | Existing or dehumidifier or new standard dehumidifier meeting the federal minimum standard | #REF! | #REF! | Single Family |  | 0 | 0 | 0 | 177.6038 | 16.74% | - | 2,5 | 2,5 | 0 | 0 | 42.5 | 0.23839 | 47 | 47 | 0 | 0 | 0 | 0 | 0 | - | - |  | 0 | - | 0 | - | 0 |  | 0 | - | 0 | - | 0 |  | 0 | - | 0 | - | 0 |  | 0 | - | 0 | - | 0 | 0 | - | 12 |  | 0 | 0 | - | 0 | 0 | - |  |  |  |  | ES Dehumidifier_Res, E - Appl (MD) | ES Dehumidifier | New ENERGY STAR dehumidifier
104MD | 104 | MD | Appliances | ENERGY STAR Dishwasher | R | Y | [6 empty] | Baseline or Existing Non-ENERGY STAR Dishwasher | #REF! | #REF! | Single Family |  | 0 | 0 | 0 | 28.8933 | 10.57% | - | 2,8 | 2,8 | 0 | 0 | 0 | 1.8143 | 9 | 9 | 0 | 0 | 0 | 0 | 0 | - | - |  | 0 | - | 0 | - | 0 |  | 0 | - | 0 | - | 0 |  | 0 | - | 0 | - | 0 |  | 0 | - | 0 | - | 0 | 0 | - | 11 |  | 0 | 0 | - | 0 | 0 | - |  |  |  |  | ES Dishwasher_Res, E - Appl [Elec Water Heating] (MD) | ES Dishwasher | ENERGY STAR Dishwasher
105MD | 105 | MD | Water Heating | ENERGY STAR Dishwasher | R | Y | [6 empty] | Baseline or Existing Non-ENERGY STAR Dishwasher | 2024 | 2027 | Single Family |  | 0 | 0 | 0 | 36.7733 | 13.46% | - | 2,8 | 2,8 | 0 | 0 | 0 | 0 | 9 | 9 | 0 | 0 | 0 | 0 | 0 | - | - |  | 0 | - | 0 | - | 0 |  | 0 | - | 0 | - | 0 |  | 0 | - | 0 | - | 0 |  | 0 | - | 0 | - | 0 | 0 | - | 11 |  | 0 | 0 | - | 0 | 0 | - |  |  |  |  | ES Dishwasher_Res, E - HWat [Elec Water Heating] (MD) | ES Dishwasher | ENERGY STAR Dishwasher
106MD | 106 | MD | Appliances | Residential Induction Cooking Appliances | R | Y | [5 empty] | #REF! | Electric resistance cooktop | #REF! | #REF! | Single Family |  | 0 | 0 | 0 | 11.5 | 10.36% | - | 2 | 2 | 0 | 0 | 949 | 82.5217 | 47 | 47 | 0 | 0 | 0 | 0 | 0 | - | - |  | 0 | - | 0 | - | 0 |  | 0 | - | 0 | - | 0 |  | 0 | - | 0 | - | 0 |  | 0 | - | 0 | - | 0 | 0 | - | 16 |  | 0 | 0 | - | 0 | 0 | - |  |  |  |  | Res Induction Cooking Appliance_Res, E - Appl (MD) | Res Induction Cooking Appliance | New Induction stove cooktop
107MD | 107 | MD | Appliances | Multifamily Common Area Clothes Washer | R | Y | [5 empty] | #REF! | Existing or new Non-ENERGY STAR Clothes Washer with electric water heating and electric drying | #REF! | #REF! | Multifamily | per washer | 0 | 0 | 0 | 152.8207 | 53.67% | - | 2,5 | 2,5 | 0 | 0 | 90.3333 | 9.2304 | 4 | 4 | 0 | 0 | 0 | 0 | 0 | - | - |  | 0 | - | 0 | - | 0 |  | 0 | - | 0 | - | 0 |  | 0 | - | 0 | - | 0 |  | 0 | - | 0 | - | 0 | 0 | - | 14 |  | 0 | 0 | - | 0 | 0 | - |  |  |  |  | MF Clothes Washer_Res, E - Appl (MD) | MF Clothes Washer | ENERGY STAR Clothes Washer with electric water heating and electric drying
108MD | 108 | MD | Water Heating | Multifamily Common Area Clothes Washer | R | Y | [5 empty] | #REF! | Existing or new Non-ENERGY STAR Clothes Washer with electric water heating and electric drying | 2024 | 2027 | Multifamily | per washer | 0 | 0 | 0 | 55.6146 | 58.82% | - | 2,5 | 2,5 | 0 | 0 | 0 | 0 | 4 | 4 | 0 | 0 | 0 | 0 | 0 | - | - |  | 0 | - | 0 | - | 0 |  | 0 | - | 0 | - | 0 |  | 0 | - | 0 | - | 0 |  | 0 | - | 0 | - | 0 | 0 | - | 14 |  | 0 | 0 | - | 0 | 0 | - |  |  |  |  | MF Clothes Washer_Res, E - HWat (MD) | MF Clothes Washer | ENERGY STAR Clothes Washer with electric water heating and electric drying
109MD | 109 | MD | Appliances | Multifamily Common Area Clothes Washer with Propane Secondary Fuel | R | Y | [5 empty] | #REF! | Existing or new Non-ENERGY STAR Clothes Washer with electric water heating and gas drying | 2024 | 2027 | Multifamily | per washer | 0 | 0 | 0 | 152.8207 | 30.86% | - | 2,5 | 2,5 | 0 | 0 | 90.3333 | 9.2304 | 4 | 4 | 0 | 0 | 0 | 0 | 0 | - | - |  | 0 | - | 0 | - | 0 |  | 0 | - | 0 | - | 0 |  | 0 | - | 0 | - | 0 |  | 0 | - | 0 | - | 0 | 0 | - | 14 | Prp | 2.3909 | 0.015645 | - | 0 | 0 | - |  |  |  |  | MF Clothes Washer_Res, E/P - Appl (MD) | MF Clothes Washer | ENERGY STAR Clothes Washer with electric water heating and gas drying
110MD | 110 | MD | Other | Electronically Commutated Motor Hydronic Circulator Pump | R | Y | [5 empty] | #REF! | PSC Motor | #REF! | #REF! | Single Family |  | 0 | 0 | 0 | 267.444 | 56.07% | - | 2 | 2 | 0 | 0 | 0 | 0 | 47 | 47 | 0 | 0 | 0 | 0 | 0 | - | - |  | 0 | - | 0 | - | 0 |  | 0 | - | 0 | - | 0 |  | 0 | - | 0 | - | 0 |  | 0 | - | 0 | - | 0 | 0 | - | 15 |  | 0 | 0 | - | 0 | 0 | - |  |  |  |  | ECM Circulators CW_Res, E - Oth (MD) | ECM Circulators CW | ECM Motor
111MD | 111 | MD | Other | Electronically Commutated Motor Hydronic Circulator Pump | R | Y | [5 empty] | #REF! | PSC Motor | #REF! | #REF! | Single Family |  | 0 | 0 | 0 | 636.633 | 56.07% | - | 2 | 2 | 0 | 0 | 0 | 0 | 47 | 47 | 0 | 0 | 0 | 0 | 0 | - | - |  | 0 | - | 0 | - | 0 |  | 0 | - | 0 | - | 0 |  | 0 | - | 0 | - | 0 |  | 0 | - | 0 | - | 0 | 0 | - | 15 |  | 0 | 0 | - | 0 | 0 | - |  |  |  |  | ECM Circulators DHW_Res, E - Oth (MD) | ECM Circulators DHW | ECM Motor
112RET | 112 | RET | Other | ENERGY STAR Ceiling Fan | R | Y | [5 empty] | #REF! | Existing Non-ENERGY STAR Ceiling Fan | #REF! | #REF! | Single Family | Ceiling Fan | 0 | 0 | 0 | 20.8193 | 57.58% | - | 7,2,3,8 | 7,2,3,8 | 0 | 0 | 30.71 | 1.4751 | 4 | 4 | 10 | 6.6667 | 0 | 0 | 0 | - | - |  | 0 | - | 0 | - | 0 |  | 0 | - | 0 | - | 0 |  | 0 | - | 0 | - | 0 |  | 0 | - | 0 | - | 0 | 0 | - | 10 |  | 0 | 0 | - | 0 | 0 | - |  |  |  |  | ES Ceiling Fan_Res, E - Oth (RET) | ES Ceiling Fan | ENERGY STAR Ceiling Fan
113MD | 113 | MD | Plug Loads | Level 2 Electric Vehicle Charger | R | Y | [5 empty] | #REF! | Non ENERGY STAR Vehicle Charger | #REF! | #REF! | Single Family |  | 0 | 0 | 0 | 34.7743 | 50.44% | - | 2 | 2 | 0 | 0 | 65.5 | 5.0319 | 4 | 4 | 0 | 0 | 0 | 0 | 0 | - | - |  | 0 | - | 0 | - | 0 |  | 0 | - | 0 | - | 0 |  | 0 | - | 0 | - | 0 |  | 0 | - | 0 | - | 0 | 0 | - | 10 |  | 0 | 0 | - | 0 | 0 | - |  |  |  |  | Level 2 EV Charger_Res, E - Plug (MD) | Level 2 EV Charger | ENERGY STAR Vehicle Charger
114RET | 114 | RET | Plug Loads | Advanced Tier 2 Power Strips | R | Y | [5 empty] | #REF! | Audio-visual home entertainment systems connected to wall outlet or standard power strip. | #REF! | #REF! | Single Family |  | 0 | 0 | 0 | 116.3835 | 24.97% | - | 2 | 2 | 0 | 20 | 0 | 0 | 4 | 4 | 7 | 4.6667 | 20 | 0.17185 | 0 | - | - |  | 0 | - | 0 | - | 0 |  | 0 | - | 0 | - | 0 |  | 0 | - | 0 | - | 0 |  | 0 | - | 0 | - | 0 | 0 | - | 7 |  | 0 | 0 | - | 0 | 0 | - |  |  |  |  | Tier 2 Power Strip_Res, E - Plug (RET) | Tier 2 Power Strip | Audio-visual home entertainment systems connected to advanced teir 2 power strip.
115RET | 115 | RET | Plug Loads | Smart Sockets | R | Y | [5 empty] | #REF! | Audio-visual home entertainment systems connected to wall outlet or standard power strip. | #REF! | #REF! | Single Family |  | 0 | 0 | 0 | 54.9037 | 23.85% | - | 2 | 2 | 0 | 0 | 9 | 0.5457 | 4 | 4 | 0 | 0 | 0 | 0 | 0 | - | - |  | 0 | - | 0 | - | 0 |  | 0 | - | 0 | - | 0 |  | 0 | - | 0 | - | 0 |  | 0 | - | 0 | - | 0 | 0 | - | 7 |  | 0 | 0 | - | 0 | 0 | - |  |  |  |  | Smart Sockets_Res, E - Plug (RET) | Smart Sockets | Audio-visual home entertainment systems connected to advanced teir 2 power strip.
116MD | 116 | MD | Other | ENERGY STAR Two-speed Pool Pump | R | Y | [5 empty] | #REF! | Failed or baseline Single speed pool pump | #REF! | #REF! | Single Family |  | 0 | 0 | 0 | 179.8764 | 34.19% | - | 2 | 2 | 0 | 0 | 560.4 | 4.8813 | 4 | 4 | 0 | 0 | 0 | 0 | 0 | - | - |  | 0 | - | 0 | - | 0 |  | 0 | - | 0 | - | 0 |  | 0 | - | 0 | - | 0 |  | 0 | - | 0 | - | 0 | 0 | - | 7 |  | 0 | 0 | - | 0 | 0 | - |  |  |  |  | ENERGY STAR Pool Pump_Res, E - Oth (MD) | ENERGY STAR Pool Pump | Variable speed pool pump
116RET | 116 | RET | Other | ENERGY STAR Two-speed Pool Pump | R | Y | [5 empty] | #REF! | Working Single speed pool pump | 2024 | 2027 | Single Family |  | 0 | 0 | 0 | 828.6527 | 67.95% | - | 2 | 2 | 0 | 0 | 0 | 0 | 4 | 4 | 7 | 5 | #REF! | #REF! | #REF! | - | - |  | 0 | - | 0 | - | 0 |  | 0 | - | 0 | - | 0 |  | 0 | - | 0 | - | 0 |  | 0 | - | 0 | - | 0 | 0 | - | 7 |  | 0 | 0 | - | 0 | 0 | - |  |  |  |  | ENERGY STAR Pool Pump_Res, E - Oth (RET) | ENERGY STAR Pool Pump | Variable speed pool pump
117RET | 117 | RET | Other | Residential Induction Cooking Appliances | R | Y | [5 empty] | #REF! | No existing Pool Pump Timer | #REF! | #REF! | Single Family |  | 0 | 0 | 0 | 239.9348 | 17.75% | - | 2 | 2 | 0 | 0 | 0 | #REF! | 47 | 47 | 0 | 0 | 0 | 0 | 0 | - | - |  | 0 | - | 0 | - | 0 |  | 0 | - | 0 | - | 0 |  | 0 | - | 0 | - | 0 |  | 0 | - | 0 | - | 0 | 0 | - | 10 |  | 0 | 0 | - | 0 | 0 | - |  |  |  |  | Pool Pump Timer_Res, E - Oth (RET) | Pool Pump Timer | New CEE Tier 1 Pool Pump Timer
118MD | 118 | MD | Other | Variable Speed Pool Pump | R | Y | [5 empty] | #REF! | Failed or baseline Single speed pool pump | #REF! | #REF! | Single Family |  | 0 | 0 | 0 | 179.8764 | 34.19% | - | 2 | 2 | 0 | 0 | 560.4 | 4.8813 | 4 | 4 | 0 | 0 | 0 | 0 | 0 | - | - |  | 0 | - | 0 | - | 0 |  | 0 | - | 0 | - | 0 |  | 0 | - | 0 | - | 0 |  | 0 | - | 0 | - | 0 | 0 | - | 7 |  | 0 | 0 | - | 0 | 0 | - |  |  |  |  | Varaible Speed Pool Pump_Res, E - Oth (MD) | Varaible Speed Pool Pump | Variable speed pool pump
118RET | 118 | RET | Other | Variable Speed Pool Pump | R | Y | [5 empty] | #REF! | Working Single speed pool pump | 2024 | 2027 | Single Family |  | 0 | 0 | 0 | 828.6527 | 67.95% | - | 2 | 2 | 0 | 0 | 0 | 0 | 4 | 4 | 7 | 5 | #REF! | #REF! | #REF! | - | - |  | 0 | - | 0 | - | 0 |  | 0 | - | 0 | - | 0 |  | 0 | - | 0 | - | 0 |  | 0 | - | 0 | - | 0 | 0 | - | 7 |  | 0 | 0 | - | 0 | 0 | - |  |  |  |  | Varaible Speed Pool Pump_Res, E - Oth (RET) | Varaible Speed Pool Pump | Variable speed pool pump
119MD | 119 | MD | Refrigeration | Energy Star Refrigerators and Freezers | R | Y | [5 empty] | #REF! | Baseline or Failed non-ENERGY STAR refrigerators or freezers | #REF! | #REF! | Single Family |  | 0 | 0 | 0 | 41.9966 | 8.542% | - | 2,8 | 2,8 | 0 | 0 | 47 | 1.1673 | 4 | 4 | 0 | 0 | 0 | 0 | 0 | - | - |  | 0 | - | 0 | - | 0 |  | 0 | - | 0 | - | 0 |  | 0 | - | 0 | - | 0 |  | 0 | - | 0 | - | 0 | 0 | - | 15 |  | 0 | 0 | - | 0 | 0 | - |  |  |  |  | ES Refrigerator_Res, E - Refr (MD) | ES Refrigerator | ENERGY STAR Refrigerator or Freezer
119RET | 119 | RET | Refrigeration | Energy Star Refrigerators and Freezers | R | Y | [5 empty] | #REF! | Existing non-ENERGY STAR refrigerators or freezers | 2024 | 2027 | Single Family |  | 0 | 0 | 0 | 41.9966 | 8.542% | - | 2,8,12 | 2,8,12 | 0 | 0 | 872 | 20.7636 | 4 | 4 | 15 | 10 | 825 | 19.6444 | #REF! | - | - |  | 0 | - | 0 | - | 0 |  | 0 | - | 0 | - | 0 |  | 0 | - | 0 | - | 0 |  | 0 | - | 0 | - | 0 | 0 | - | 15 |  | 0 | 0 | - | 0 | 0 | - |  |  |  |  | ES Refrigerator_Res, E - Refr (RET) | ES Refrigerator | ENERGY STAR Refrigerator or Freezer
120RET | 120 | RET | Refrigeration | Refrigerator and Freezer Recycling | R | Y | [5 empty] | #REF! | Existing functional secondary refrigerators or freezers | #REF! | #REF! | Single Family |  | 0 | 0 | 0 | 971.2149 | 100% | - | 1,2,5 | 1,2,5 | 0 | 0 | 170 | 0.17537 | 8 | 8 | 0 | 0 | 0 | 0 | 0 | - | - |  | 0 | - | 0 | - | 0 |  | 0 | - | 0 | - | 0 |  | 0 | - | 0 | - | 0 |  | 0 | - | 0 | - | 0 | 0 | - | 6.5 |  | 0 | 0 | - | 0 | 0 | - |  |  |  |  | Refrigerator Freezer Recycling_Res, E - Refr (RET) | Refrigerator Freezer Recycling | Remove and recycle secondary refrigerator or freezer
121RET | 121 | RET | Water Heating | Water Heater Wrap | R | Y | [5 empty] | #REF! | Electric water heater with no insulation jacket | #REF! | #REF! | Single Family |  | 0 | 0 | 0 | 193.4288 | 47.58% | - | 2 | 2 | 0 | 0 | 12.1483 | 0.067131 | 8 | 8 | 5 | 3 | 0 | 0 | 0 | - | - |  | 0 | - | 0 | - | 0 |  | 0 | - | 0 | - | 0 |  | 0 | - | 0 | - | 0 |  | 0 | - | 0 | - | 0 | 0 | - | 5 |  | 0 | 0 | - | 0 | 0 | - |  |  |  |  | Water Heater Wrap_Res, E - HWat (RET) | Water Heater Wrap | Electric water heater with insulation jacket
122RET | 122 | RET | Water Heating | Water Heater Wrap | R | Y | [5 empty] | #REF! | Electric water heater with no insulation jacket | #REF! | #REF! | Single Family |  | 0 | 0 | 0 | 8.86 | 47.58% | - |  |  | 0 | 0 | 12.1483 | 1.4656 |  |  | 5 | 3 | 0 | 0 | 0 | - | - |  | 0 | - | 0 | - | 0 |  | 0 | - | 0 | - | 0 |  | 0 | - | 0 | - | 0 |  | 0 | - | 0 | - | 0 | 0 | - | 5 |  | 0 | 0 | - | 0 | 0 | - |  |  |  |  | Water Heater Wrap_Res, P - HWat (RET) | Water Heater Wrap | Electric water heater with insulation jacket
123RET | 123 | RET | Water Heating | Water Heater Temperature Setback | R | Y | [5 empty] | #REF! | Water heater with set point temperature of 130°F | #REF! | #REF! | Single Family |  | 0 | 0 | 0 | 21.2068 | 100% | - | 2 | 2 | 0 | 0 | 5 | 0.23577 | 8 | 8 | 0 | 0 | 0 | 0 | 0 | - | - |  | 0 | - | 0 | - | 0 |  | 0 | - | 0 | - | 0 |  | 0 | - | 0 | - | 0 |  | 0 | - | 0 | - | 0 | 0 | - | 2 |  | 0 | 0 | - | 0 | 0 | - |  |  |  |  | WH Temp Setback_Res, E - HWat (RET) | WH Temp Setback | Water heater with set point temperature of 119°F
124RET | 124 | RET | Water Heating | Water Heater Temperature Setback | R | Y | [5 empty] | #REF! | Water heater with set point temperature of 130°F | #REF! | #REF! | Single Family |  | 0 | 0 | 0 | 0.97138 | 2.727% | - |  |  | 0 | 0 | 5 | 25.7264 |  |  | 0 | 0 | 0 | 0 | 0 | - | - |  | 0 | - | 0 | - | 0 |  | 0 | - | 0 | - | 0 |  | 0 | - | 0 | - | 0 |  | 0 | - | 0 | - | 0 | 0 | - | 2 |  | 0 | 0 | - | 0 | 0 | - |  |  |  |  | WH Temp Setback_Res, P - HWat (RET) | WH Temp Setback | Water heater with set point temperature of 119°F
125RET | 125 | RET | Water Heating | Low Flow Faucet Aerator | R | Y | [5 empty] | #REF! | Existing 2.2 GPM faucet aerator | #REF! | #REF! | Single Family |  | 0 | 0 | 0 | 101.6306 | 40.16% | - | 2,8 | 2,8 | 8 | 0 | 3 | 0.049303 | 4 | 4 | 10 | 7 | 5 | 0.049198 | 0 | - | - |  | 0 | - | 0 | - | 0 |  | 0 | - | 0 | - | 0 |  | 0 | - | 0 | - | 0 |  | 0 | - | 0 | - | 0 | 0 | - | 10 |  | 0 | 0 | - | #REF! | #REF! | - |  |  |  |  | Low Flow Faucet Aerator_Res, E - HWat (RET) | Low Flow Faucet Aerator | Low-flow 1.5 GPM faucet aerator
126RET | 126 | RET | Water Heating | Low Flow Faucet Aerator | R | Y | [5 empty] | #REF! | Existing 2.2 GPM faucet aerator | #REF! | #REF! | Single Family |  | 0 | 0 | 0 | 1.079 | 40.16% | - |  |  | 8 | 0 | 3 | 1.079 |  |  | 10 | 7 | 5 | 4.634 | 0 | - | - |  | 0 | - | 0 | - | 0 |  | 0 | - | 0 | - | 0 |  | 0 | - | 0 | - | 0 |  | 0 | - | 0 | - | 0 | 0 | - | 10 |  | 0 | 0 | - | 0 | 0 | - |  |  |  |  | Low Flow Faucet Aerator_Res, P - HWat (RET) | Low Flow Faucet Aerator | Low-flow 1.5 GPM faucet aerator
127MD | 127 | MD | Water Heating | Thermostatic Restriction Valve | R | Y | [5 empty] | #REF! | ENERGY STAR HPWH | #REF! | #REF! | Single Family |  | 0 | 0 | 0 | 1632.5922 | 61.34% | - | 2,5 | 2,5 | 2460.25 | 1175.5 | 1284.75 | 1.2356 | 8 | 8 | 0 | 0 | 0 | 0 | 0 | - | - |  | 0 | - | 0 | - | 0 |  | 0 | - | 0 | - | 0 |  | 0 | - | 0 | - | 0 |  | 0 | - | 0 | - | 0 | 0 | - | 15 |  | 0 | 0 | - | 0 | 0 | - |  |  |  |  | HPWH_Res, E - HWat (MD) | HPWH | Federal Minimum Electric Water Heater
127RET | 127 | RET | Water Heating | Thermostatic Restriction Valve | R | Y | [5 empty] | #REF! | ENERGY STAR HPWH | #REF! | #REF! | Single Family |  | 0 | 0 | 0 | 1632.5922 | 61.34% | - |  |  | 2460.25 | 1175.5 | 2460.25 | 2.36 |  |  | 15 | 10 | 1175.5 | 0.72002 | 0 | - | - |  | 0 | - | 0 | - | 0 |  | 0 | - | 0 | - | 0 |  | 0 | - | 0 | - | 0 |  | 0 | - | 0 | - | 0 | 0 | - | 15 |  | 0 | 0 | - | 0 | 0 | - |  |  |  |  | HPWH_Res, E - HWat (RET) | HPWH | Existing Elec Water Heater Efficiency
127MD | 127 | MD | Water Heating | Thermostatic Restriction Valve | R | Y | [5 empty] | #REF! | ENERGY STAR HPWH | #REF! | #REF! | Single Family |  | 0 | 0 | 0 | 16.7348 | 83.94% | - |  |  | 2460.25 | 1175.5 | 1284.75 | 92.3697 |  |  | 0 | 0 | 0 | 0 | 0 | - | - |  | 0 | - | 0 | - | 0 |  | 0 | - | 0 | - | 0 |  | 0 | - | 0 | - | 0 |  | 0 | - | 0 | - | 0 | 0 | - | 15 |  | 0 | 0 | - | 0 | 0 | - |  |  |  |  | HPWH_Res, P - HWat (MD) | HPWH | Federal Minimum Gas Water Heater
127RET | 127 | RET | Water Heating | Thermostatic Restriction Valve | R | Y | [5 empty] | #REF! | ENERGY STAR HPWH | #REF! | #REF! | Single Family |  | 0 | 0 | 0 | 16.7348 | 83.94% | - |  |  | 2460.25 | 1175.5 | 2460.25 | 176.7023 |  |  | 15 | 10 | 1175.5 | 70.2427 | 0 | - | - |  | 0 | - | 0 | - | 0 |  | 0 | - | 0 | - | 0 |  | 0 | - | 0 | - | 0 |  | 0 | - | 0 | - | 0 | 0 | - | 15 |  | 0 | 0 | - | 0 | 0 | - |  |  |  |  | HPWH_Res, P - HWat (RET) | HPWH | Existing Elec Water Heater Efficiency
128RET | 128 | RET | Water Heating | Low Flow Showerhead | R | Y | [5 empty] | #REF! | Existing 2.5 GPM showerhead | #REF! | #REF! | Single Family |  | 0 | 0 | 0 | 273.712 | 36.17% | - | 2,8 | 2,8 | 0 | 0 | 12 | 0.043959 | 4 | 4 | 0 | 0 | 0 | 0 | 0 | - | - |  | 0 | - | 0 | - | 0 |  | 0 | - | 0 | - | 0 |  | 0 | - | 0 | - | 0 |  | 0 | - | 0 | - | 0 | 0 | - | 10 |  | 0 | 0 | - | #REF! | #REF! | - |  |  |  |  | Low Flow Showerhead_Res, E - HWat (RET) | Low Flow Showerhead | Low-flow 1.5 GPM showerhead
129RET | 129 | RET | Water Heating | Low Flow Showerhead | R | Y | [5 empty] | #REF! | Existing 2.5 GPM showerhead | #REF! | #REF! | Single Family |  | 0 | 0 | 0 | 12.8501 | 36.17% | - |  |  | 0 | 0 | 12 | 0.9459 |  |  | 0 | 0 | 0 | 0 | 0 | - | - |  | 0 | - | 0 | - | 0 |  | 0 | - | 0 | - | 0 |  | 0 | - | 0 | - | 0 |  | 0 | - | 0 | - | 0 | 0 | - | 10 |  | 0 | 0 | - | 0 | 0 | - |  |  |  |  | Low Flow Showerhead_Res, P - HWat (RET) | Low Flow Showerhead | Low-flow 1.5 GPM showerhead
130RET | 130 | RET | Water Heating | Pipe Insulation | R | Y | [5 empty] | #REF! | Un-insulated piping of an electric water heating system | #REF! | #REF! | Single Family | linear ft. pipe insulation | 0 | 0 | 0 | 267.33 | 87.82% | - | 2 | 2 | 0 | 0 | 16.0659 | 0.061616 | 4 | 4 | 0 | 0 | 0 | 0 | 0 | - | - |  | 0 | - | 0 | - | 0 |  | 0 | - | 0 | - | 0 |  | 0 | - | 0 | - | 0 |  | 0 | - | 0 | - | 0 | 0 | - | 15 |  | 0 | 0 | - | 0 | 0 | - |  |  |  |  | Pipe Insulation_Res, E - HWat (RET) | Pipe Insulation | insulated piping of an electric water heating system
131RET | 131 | RET | Water Heating | Pipe Insulation | R | Y | [5 empty] | #REF! | Un-insulated piping of an electric water heating system | #REF! | #REF! | Single Family |  | 0 | 0 | 0 | 12.245 | 87.82% | - |  |  | 0 | 0 | 16.0659 | 1.3452 |  |  | 0 | 0 | 0 | 0 | 0 | - | - |  | 0 | - | 0 | - | 0 |  | 0 | - | 0 | - | 0 |  | 0 | - | 0 | - | 0 |  | 0 | - | 0 | - | 0 | 0 | - | 15 |  | 0 | 0 | - | 0 | 0 | - |  |  |  |  | Pipe Insulation_Res, P - HWat (RET) | Pipe Insulation | insulated piping of an electric water heating system
132MD | 132 | MD | Water Heating | Solar Water Heater | R | Y | [5 empty] | #REF! | Electric Water Heater | #REF! | #REF! | Single Family | per water heater | 0 | 0 | 0 | 1940.2877 | 79.21% | - | 7 | 7 | 0 | 0 | 4500 | 2.3192 |  |  | 0 | 0 | 0 | 0 | 0 | - | - |  | 0 | - | 0 | - | 0 |  | 0 | - | 0 | - | 0 |  | 0 | - | 0 | - | 0 |  | 0 | - | 0 | - | 0 | 0 | - | 18 |  | 0 | 0 | - | 0 | 0 | - |  |  |  |  | Solar Water Heater_Res, E - HWat (MD) | Solar Water Heater | Solar thermal DHW with Electric Water Heater
132RET | 132 | RET | Water Heating | Solar Water Heater | R | Y | [5 empty] | #REF! | Electric Water Heater | 2024 | 2027 | Single Family | per water heater | 0 | 0 | 0 | 1940.2877 | 79.21% | - | 7 | 7 | 0 | 0 | 4500 | 2.3192 |  |  | 0 | 0 | 0 | 0 | 0 | - | - |  | 0 | - | 0 | - | 0 |  | 0 | - | 0 | - | 0 |  | 0 | - | 0 | - | 0 |  | 0 | - | 0 | - | 0 | 0 | - | 18 |  | 0 | 0 | - | 0 | 0 | - |  |  |  |  | Solar Water Heater_Res, E - HWat (RET) | Solar Water Heater | Solar thermal DHW with Electric Water Heater
132MD | 132 | MD | Water Heating | Solar Water Heater | R | Y | [5 empty] | #REF! | Gas Water Heater | 2024 | 2027 | Single Family | per water heater | 0 | 0 | 0 | 12.2252 | 87.18% | - |  |  | 0 | 0 | 4500 | 368.156 |  |  | 0 | 0 | 0 | 0 | 0 | - | - |  | 0 | - | 0 | - | 0 |  | 0 | - | 0 | - | 0 |  | 0 | - | 0 | - | 0 |  | 0 | - | 0 | - | 0 | 0 | - | 18 |  | 0 | 0 | - | 0 | 0 | - |  |  |  |  | Solar Water Heater_Res, P - HWat (MD) | Solar Water Heater | Solar thermal DHW with Gas Water Heater
132RET | 132 | RET | Water Heating | Solar Water Heater | R | Y | [5 empty] | #REF! | Gas Water Heater | 2024 | 2027 | Single Family | per water heater | 0 | 0 | 0 | 12.2252 | 87.18% | - |  |  | 0 | 0 | 4500 | 368.156 |  |  | 0 | 0 | 0 | 0 | 0 | - | - |  | 0 | - | 0 | - | 0 |  | 0 | - | 0 | - | 0 |  | 0 | - | 0 | - | 0 |  | 0 | - | 0 | - | 0 | 0 | - | 18 |  | 0 | 0 | - | 0 | 0 | - |  |  |  |  | Solar Water Heater_Res, P - HWat (RET) | Solar Water Heater | Solar thermal DHW with Gas Water Heater
133RET | 133 | RET | Water Heating | Solar Water Heater Tune Up | R | Y | [5 empty] | #REF! | Electric Water Heater | #REF! | #REF! | Single Family | per water heater | 0 | 0 | 0 | 0 | 0% | - | 7 | 7 | 0 | 0 | 0 | 0 |  |  | 0 | 0 | 0 | 0 | 0 | - | - |  | 0 | - | 0 | - | 0 |  | 0 | - | 0 | - | 0 |  | 0 | - | 0 | - | 0 |  | 0 | - | 0 | - | 0 | 0 | - | 0 |  | 0 | 0 | - | 0 | 0 | - |  |  |  |  | Solar Water Heater Tune Up_Res, E - HWat (RET) | Solar Water Heater Tune Up | Solar thermal DHW with Electric Water Heater
134MD | 134 | MD | Water Heating | Tankless Electric Water Heater | R | Y | [5 empty] | #REF! | Failed water heater with federal minimum efficiency standard | #REF! | #REF! | Single Family | per water heater | 0 | 0 | 0 | -65.129 | -28.35% | - | 7 | 7 | 0 | 0 | 229 | 3.2488 |  |  | 0 | 0 | 0 | 0 | 0 | - | - |  | 0 | - | 0 | - | 0 |  | 0 | - | 0 | - | 0 |  | 0 | - | 0 | - | 0 |  | 0 | - | 0 | - | 0 | 0 | - | 20 |  | 0 | 0 | - | 0 | 0 | - |  |  |  |  | Tankless Water Heater_Res, E - HWat (MD) | Tankless Water Heater | Efficient instantaneous gas water heater
134RET | 134 | RET | Water Heating | Tankless Electric Water Heater | R | Y | [5 empty] | #REF! | Working water heater with federal minimum efficiency standard | 2024 | 2027 | Single Family | per water heater | 0 | 0 | 0 | -65.129 | -28.35% | - | 7 | 7 | 0 | 0 | 0 | 0 |  |  | 20 | 13 | 0 | 0 | 0 | - | - |  | 0 | - | 0 | - | 0 |  | 0 | - | 0 | - | 0 |  | 0 | - | 0 | - | 0 |  | 0 | - | 0 | - | 0 | 0 | - | 20 |  | 0 | 0 | - | 0 | 0 | - |  |  |  |  | Tankless Water Heater_Res, E - HWat (RET) | Tankless Water Heater | Efficient instantaneous gas water heater
135RET | 135 | RET | Water Heating | Thermostatic Restriction Valve | R | Y | [5 empty] | #REF! | Shower with no thermostatic restriction valve | #REF! | #REF! | Single Family |  | 0 | 0 | 0 | 86.3452 | 11% | - | 2,5 | 2,5 | 50 | 0 | 50 | 0.58062 | 8 | 8 | 10 | 7 | 0 | 0 | 0 | - | - |  | 0 | - | 0 | - | 0 |  | 0 | - | 0 | - | 0 |  | 0 | - | 0 | - | 0 |  | 0 | - | 0 | - | 0 | 0 | - | 10 |  | 0 | 0 | - | 0 | 0 | - |  |  |  |  | Thermo Restrict Valve_Res, E - HWat (RET) | Thermo Restrict Valve | Shower with thermostatic restriction valve
136RET | 136 | RET | Water Heating | Thermostatic Restriction Valve | R | Y | [5 empty] | #REF! | Shower with no thermostatic restriction valve | #REF! | #REF! | Single Family |  | 0 | 0 | 0 | 4.0537 | 11% | - |  |  | 50 | 0 | 50 | 12.4937 |  |  | 10 | 7 | 0 | 0 | 0 | - | - |  | 0 | - | 0 | - | 0 |  | 0 | - | 0 | - | 0 |  | 0 | - | 0 | - | 0 |  | 0 | - | 0 | - | 0 | 0 | - | 10 |  | 0 | 0 | - | 0 | 0 | - |  |  |  |  | Thermo Restrict Valve_Res, P - HWat (RET) | Thermo Restrict Valve | Shower with thermostatic restriction valve
137MD | 137 | MD | Cooling | Window AC | R | Y | [5 empty] | NC, RENO, REPL | Baseline equipment is assumed to be a window AC unit without reverse cycle, with louvered sides, and a capacity range of less than 28,000 Btu/h. The efficiency corresponds to federal minimum requirements for units manufactured as of Jun. 1, 2014 | #REF! | #REF! | Single Family |  | 0 | 0 | 0 | 259.092 | 6.7% | - | 1,2 | 1,2 | 0 | 0 | 50 | 0.27806 | 9 | 9 | 0 | 0 | 0 | 0 | 0 | - | - |  | 0 | - | 0 | - | 0 |  | 0 | - | 0 | - | 0 |  | 0 | - | 0 | - | 0 |  | 0 | - | 0 | - | 0 | 0 | - | 9 |  | 0 | 0 | - | 0 | 0 | - |  |  |  |  | Window AC_Res, E - Cool (MD) | Window AC | The high efficiency equipment is a new window AC unit without reverse cycle, with louvered sides, and a capacity range of less than 28,000 Btu/h that meets or exceeds the minimum requirements
138RET | 138 | RET | Water Heating | Drainwater Heat Recovery | R | Y | [5 empty] | RET | Residential or multi-family building with no drainpipe heat exchanger | #REF! | #REF! | Single Family |  | 0 | 0 | 0 | 553.5792 | 46.6% | - | 2,8 | 2,8 | 0 | 0 | 744 | 1.3533 | 8 | 8 | 0 | 0 | 0 | 0 | 0 | - | - |  | 0 | - | 0 | - | 0 |  | 0 | - | 0 | - | 0 |  | 0 | - | 0 | - | 0 |  | 0 | - | 0 | - | 0 | 0 | - | 30 |  | 0 | 0 | - | 0 | 0 | - |  |  |  |  | Drainwater Heat Recovery_Res, E - HWat (RET) | Drainwater Heat Recovery | Residential or multi-family building with drainpipe heat exchanger installed
139RET | 139 | RET | Water Heating | Drainwater Heat Recovery | R | Y | [5 empty] | RET | Residential or multi-family building with no drainpipe heat exchanger | #REF! | #REF! |  |  | 0 | 0 | 0 | 25.3338 | 46.6% | - |  |  | 0 | 0 | 744 | 29.3834 |  |  | 0 | 0 | 0 | 0 | 0 | - | - |  | 0 | - | 0 | - | 0 |  | 0 | - | 0 | - | 0 |  | 0 | - | 0 | - | 0 |  | 0 | - | 0 | - | 0 | 0 | - | 30 |  | 0 | 0 | - | 0 | 0 | - |  |  |  |  | Drainwater Heat Recovery_Res, P - HWat (RET) | Drainwater Heat Recovery | Residential or multi-family building with drainpipe heat exchanger installed
140MD | 140 | MD | Appliances | Clothes Dryer | C | Y | [5 empty] | #REF! | Standard efficiency commercial dryer | #REF! | #REF! | Small Restaurant |  | 0 | 0 | 0 | 13.2597 | 5.039% | - | 3 | 3 | 0 | 0 | 0 | 0 | 8 | 8 | 0 | 0 | 0 | 0 | 0 | - | - |  | 0 | - | 0 | - | 0 |  | 0 | - | 0 | - | 0 |  | 0 | - | 0 | - | 0 |  | 0 | - | 0 | - | 0 | 0 | - | 10 |  | 0 | 0 | - | #REF! | #REF! | - |  |  |  |  | CI Clothes Dryer_CI, E - Appl [Building w elec WH] (MD) | CI Clothes Dryer | ENERGY STAR commercial dryer
140RET | 140 | RET | Appliances | Clothes Dryer | C | Y | [5 empty] | #REF! | Current retired equipment efficiency clothes dryer | #REF! | #REF! |  |  | 0 | 0 | 0 | 13.2597 | 5.039% | - | 3 | 3 | 0 | 0 | 0 | 0 | 8 | 8 | 10 | 7 | 0 | 0 | 0 | - | - |  | 0 | - | 0 | - | 0 |  | 0 | - | 0 | - | 0 |  | 0 | - | 0 | - | 0 |  | 0 | - | 0 | - | 0 | 0 | - | 10 |  | 0 | 0 | - | 0 | 0 | - |  |  |  |  | CI Clothes Dryer_CI, E - Appl [Building w elec WH] (RET) | CI Clothes Dryer | ENERGY STAR commercial dryer
141MD | 141 | MD | Appliances | High Speed Clothes Washer | C | Y | [5 empty] | #REF! | Standard efficiency commercial dishwasher | #REF! | #REF! | Small Restaurant |  | 0 | 0 | 0 | 3485.9127 | 0% | - | 3 | 3 | 0 | 0 | 311.7205 | 2.9982 | 8 | 8 | 0 | 0 | 0 | 0 | 0 | - | - |  | 0 | - | 0 | - | 0 |  | 0 | - | 0 | - | 0 |  | 0 | - | 0 | - | 0 |  | 0 | - | 0 | - | 0 | 0 | - | 7 |  | 0 | 0 | - | #REF! | #REF! | - |  |  |  |  | CI High Speed Clothes Washer_CI, E - Appl [Building w elec WH] (MD) | CI High Speed Clothes Washer | ENERGY STAR commercial dishwasher
142MD | 142 | MD | Water Heating | High Speed Clothes Washer | C | Y | [5 empty] | #REF! | Standard efficiency commercial dishwasher | #REF! | #REF! | Small Restaurant |  | 0 | 0 | 0 | 262.3805 | 0% | - | 3 | 3 | 0 | 0 | 23.4628 | 0.22567 | 8 | 8 | 0 | 0 | 0 | 0 | 0 | - | - |  | 0 | - | 0 | - | 0 |  | 0 | - | 0 | - | 0 |  | 0 | - | 0 | - | 0 |  | 0 | - | 0 | - | 0 | 0 | - | 7 |  | 0 | 0 | - | 0 | 0 | - |  |  |  |  | CI High Speed Clothes Washer_CI, E - HWat [Building w elec WH] (MD) | CI High Speed Clothes Washer | ENERGY STAR commercial dishwasher
143MD | 143 | MD | Appliances | High Speed Clothes Washer with Electric Secondary Fuel | C | Y | [5 empty] | #REF! | Standard efficiency commercial dishwasher | #REF! | #REF! | Small Restaurant |  | 0 | 0 | 0 | 127.8918 | 0% | - | 3 | 3 | 0 | 0 | 335.1833 | 94.4875 | 8 | 8 | 0 | 0 | 0 | 0 | 0 | - | - |  | 0 | - | 0 | - | 0 |  | 0 | - | 0 | - | 0 |  | 0 | - | 0 | - | 0 |  | 0 | - | 0 | - | 0 | 0 | - | 7 | E | 0 | 0 | - | 0 | 0 | - |  |  |  |  | CI High Speed Clothes Washer_CI, P/E - Appl [Building w gas WH] (MD) | CI High Speed Clothes Washer | ENERGY STAR commercial dishwasher
144MD | 144 | MD | Appliances | Commercial ENERGY STAR Dishwasher | C | Y | [5 empty] | #REF! | Standard efficiency commercial dishwasher | #REF! | #REF! | Small Restaurant |  | 0 | 0 | 0 | 674.3597 | 10.57% | - | 3 | 3 | 0 | 0 | 1068.4444 | 1.5844 | 8 | 8 | 0 | 0 | 0 | 0 | 0 | - | - |  | 0 | - | 0 | - | 0 |  | 0 | - | 0 | - | 0 |  | 0 | - | 0 | - | 0 |  | 0 | - | 0 | - | 0 | 0 | - | 15.5556 |  | 0 | 0 | - | #REF! | #REF! | - |  |  |  |  | CI ES Dishwasher_CI, E - Appl [Building w elec WH] (MD) | CI ES Dishwasher | ENERGY STAR commercial dishwasher
145MD | 145 | MD | Water Heating | Commercial ENERGY STAR Dishwasher | C | Y | [5 empty] | #REF! | Standard efficiency commercial dishwasher | #REF! | #REF! | Small Restaurant |  | 0 | 0 | 0 | 14176.6022 | 32.88% | - | 3 | 3 | 0 | 0 | 0 | 0 | 8 | 8 | 0 | 0 | 0 | 0 | 0 | - | - |  | 0 | - | 0 | - | 0 |  | 0 | - | 0 | - | 0 |  | 0 | - | 0 | - | 0 |  | 0 | - | 0 | - | 0 | 0 | - | 15.5556 |  | 0 | 0 | - | 0 | 0 | - |  |  |  |  | CI ES Dishwasher_CI, E - HWat [Building w elec WH] (MD) | CI ES Dishwasher | ENERGY STAR commercial dishwasher
146MD | 146 | MD | Appliances | Commercial ENERGY STAR Dishwasher with Electric Secondary Fuel | C | Y | [5 empty] | #REF! | Standard efficiency commercial dishwasher | #REF! | #REF! | Small Restaurant |  | 0 | 0 | 0 | 674.3597 | 10.57% | - | 3 | 3 | 0 | 0 | 1068.4444 | 1.5844 | 8 | 8 | 0 | 0 | 0 | 0 | 0 | - | - |  | 0 | - | 0 | - | 0 |  | 0 | - | 0 | - | 0 |  | 0 | - | 0 | - | 0 |  | 0 | - | 0 | - | 0 | 0 | - | 15.5556 | E | 0 | 0 | - | 0 | 0 | - |  |  |  |  | CI ES Dishwasher_CI, P/E - Appl [Building w gas WH] (MD) | CI ES Dishwasher | ENERGY STAR commercial dishwasher
147MD | 147 | MD | Appliances | ENERGY STAR Dehumidifier | C | Y | [5 empty] | #REF! | Existing or dehumidifier or new standard dehumidifier meeting the federal minimum standard | #REF! | #REF! | Single Family |  | 0 | 0 | 0 | 177.6038 | 16.74% | - | 2,5 | 2,5 | 0 | 0 | 42.5 | 0.23839 | 47 | 47 | 0 | 0 | 0 | 0 | 0 | - | - |  | 0 | - | 0 | - | 0 |  | 0 | - | 0 | - | 0 |  | 0 | - | 0 | - | 0 |  | 0 | - | 0 | - | 0 | 0 | - | 12 |  | 0 | 0 | - | 0 | 0 | - |  |  |  |  | CI ES Dehumidifier_CI, E - Appl (MD) | CI ES Dehumidifier | New ENERGY STAR dehumidifier
148MD | 148 | MD | Cooking | CI Electric Oven and Range | C | Y | [5 empty] | #REF! | Baseline code minimum Oven | #REF! | #REF! | Small Restaurant |  | 0 | 0 | 0 | 0 | 0% | - | 3 | 3 | 0 | 0 | 0 | 0 | 22 | 22 | 0 | 0 | 0 | 0 | 0 | - | - |  | 0 | - | 0 | - | 0 |  | 0 | - | 0 | - | 0 |  | 0 | - | 0 | - | 0 |  | 0 | - | 0 | - | 0 | 0 | - | 0 |  | 0 | 0 | - | 0 | 0 | - |  |  |  |  | CI Electric Oven and Range_CI, E - Cook (MD) | CI Electric Oven and Range | ENERGY STAR Ovens
149MD | 149 | MD | Cooking | CI Electric Oven and Range | C | Y | [5 empty] | #REF! | Baseline code minimum Oven | #REF! | #REF! | Small Restaurant |  | 0 | 0 | 0 | 0 | 0% | - | 62 | 62 | 0 | 0 | 0 | 0 | 16 | 16 | 0 | 0 | 0 | 0 | 0 | - | - |  | 0 | - | 0 | - | 0 |  | 0 | - | 0 | - | 0 |  | 0 | - | 0 | - | 0 |  | 0 | - | 0 | - | 0 | 0 | - | 0 |  | 0 | 0 | - | 0 | 0 | - |  |  |  |  | CI Electric Oven and Range_CI, P - Cook (MD) | CI Electric Oven and Range | ENERGY STAR Ovens
150MD | 150 | MD | Cooking | ENERGY STAR Combination Ovens | C | Y | [5 empty] | #REF! | Baseline code minimum Oven | #REF! | #REF! | Small Restaurant |  | 0 | 0 | 0 | 2538.8534 | 867.7% | - | 3 | 3 | 0 | 0 | 2782.6667 | 1.1216 | 22 | 22 | 0 | 0 | 0 | 0 | 0 | - | - |  | 0 | - | 0 | - | 0 |  | 0 | - | 0 | - | 0 |  | 0 | - | 0 | - | 0 |  | 0 | - | 0 | - | 0 | 0 | - | 12 |  | 0 | 0 | - | 0 | 0 | - |  |  |  |  | CI Combination Oven_CI, E - Cook (MD) | CI Combination Oven | ENERGY STAR Ovens
151MD | 151 | MD | Cooking | ENERGY STAR Combination Ovens | C | Y | [5 empty] | #REF! | Baseline code minimum Oven | #REF! | #REF! | Small Restaurant |  | 0 | 0 | 0 | 79.9173 | 54.35% | - | 62 | 62 | 0 | 0 | 4659.3333 | 58.0358 | 16 | 16 | 0 | 0 | 0 | 0 | 0 | - | - |  | 0 | - | 0 | - | 0 |  | 0 | - | 0 | - | 0 |  | 0 | - | 0 | - | 0 |  | 0 | - | 0 | - | 0 | 0 | - | 12 |  | 0 | 0 | - | 0 | 0 | - |  |  |  |  | CI Combination Oven_CI, P - Cook (MD) | CI Combination Oven | ENERGY STAR Ovens
152MD | 152 | MD | Cooking | ENERGY STAR Convection Ovens | C | Y | [5 empty] | #REF! | Baseline Oven | #REF! | #REF! | Small Restaurant |  | 0 | 0 | 0 | 2188.7628 | 23.8% | - | 3 | 3 | 0 | 0 | 960 | 0.48762 | 22 | 22 | 0 | 0 | 0 | 0 | 0 | - | - |  | 0 | - | 0 | - | 0 |  | 0 | - | 0 | - | 0 |  | 0 | - | 0 | - | 0 |  | 0 | - | 0 | - | 0 | 0 | - | 12 |  | 0 | 0 | - | 0 | 0 | - |  |  |  |  | CI ES Convection Oven_CI, E - Cook (MD) | CI ES Convection Oven | ENERGY STAR Ovens
153MD | 153 | MD | Cooking | ENERGY STAR Convection Ovens | C | Y | [5 empty] | #REF! | Baseline Oven | #REF! | #REF! | Small Restaurant |  | 0 | 0 | 0 | 19.1761 | 43.65% | - | 62 | 62 | 0 | 0 | 2374 | 95.9054 | 16 | 16 | 0 | 0 | 0 | 0 | 0 | - | - |  | 0 | - | 0 | - | 0 |  | 0 | - | 0 | - | 0 |  | 0 | - | 0 | - | 0 |  | 0 | - | 0 | - | 0 | 0 | - | 12 |  | 0 | 0 | - | 0 | 0 | - |  |  |  |  | CI ES Convection Oven_CI, P - Cook (MD) | CI ES Convection Oven | ENERGY STAR Ovens
154MD | 154 | MD | Cooking | ENERGY STAR Fryers | C | Y | [5 empty] | #REF! | Baseline Fryers | #REF! | #REF! | Small Restaurant |  | 0 | 0 | 0 | 2357.4058 | 11.83% | - | 3 | 3 | 0 | 0 | 1000 | 0.0078715 | 22 | 22 | 0 | 0 | 0 | 0 | 0 | - | - |  | 0 | - | 0 | - | 0 |  | 0 | - | 0 | - | 0 |  | 0 | - | 0 | - | 0 |  | 0 | - | 0 | - | 0 | 0 | - | 12 |  | 0 | 0 | - | 0 | 0 | - |  |  |  |  | CI ES Fryer_CI, E - Cook (MD) | CI ES Fryer | ENERGY STAR Fryers
155MD | 155 | MD | Cooking | ENERGY STAR Fryers | C | Y | [5 empty] | #REF! | Baseline Fryers | #REF! | #REF! | Small Restaurant |  | 0 | 0 | 0 | 93.7881 | 97.03% | - | 3 | 3 | 0 | 0 | 1500 | 16.1342 | 22 | 22 | 0 | 0 | 0 | 0 | 0 | - | - |  | 0 | - | 0 | - | 0 |  | 0 | - | 0 | - | 0 |  | 0 | - | 0 | - | 0 |  | 0 | - | 0 | - | 0 | 0 | - | 12 |  | 0 | 0 | - | 0 | 0 | - |  |  |  |  | CI ES Fryer_CI, P - Cook (MD) | CI ES Fryer | ENERGY STAR Fryers
156MD | 156 | MD | Cooking | ENERGY STAR Griddles | C | Y | [5 empty] | #REF! | Baseline Griddle | #REF! | #REF! | Small Restaurant |  | 0 | 0 | 0 | 2597.0479 | 15.22% | - | 3 | 3 | 0 | 0 | 0 | 0 | 22 | 22 | 0 | 0 | 0 | 0 | 0 | - | - |  | 0 | - | 0 | - | 0 |  | 0 | - | 0 | - | 0 |  | 0 | - | 0 | - | 0 |  | 0 | - | 0 | - | 0 | 0 | - | 12 |  | 0 | 0 | - | 0 | 0 | - |  |  |  |  | CI ES Griddle_CI, E - Cook (MD) | CI ES Griddle | ENERGY STAR Griddle
157MD | 157 | MD | Cooking | ENERGY STAR Griddles | C | Y | [5 empty] | #REF! | Baseline Griddle | #REF! | #REF! | Small Restaurant |  | 0 | 0 | 0 | 17.5747 | 19.16% | - | 3 | 3 | 0 | 0 | 0 | 0 | 22 | 22 | 0 | 0 | 0 | 0 | 0 | - | - |  | 0 | - | 0 | - | 0 |  | 0 | - | 0 | - | 0 |  | 0 | - | 0 | - | 0 |  | 0 | - | 0 | - | 0 | 0 | - | 12 |  | 0 | 0 | - | 0 | 0 | - |  |  |  |  | CI ES Griddle_CI, P - Cook (MD) | CI ES Griddle | ENERGY STAR Griddle
158MD | 158 | MD | Cooking | Hot Food Holding Cabinet | C | Y | [5 empty] | #REF! | Baseline Hot Food Holding Cabinet | #REF! | #REF! | Small Restaurant |  | 0 | 0 | 0 | 1124.1299 | 71% | - | 3 | 3 | 0 | 0 | 1000 | 1.6841 | 22 | 22 | 0 | 0 | 0 | 0 | 0 | - | - |  | 0 | - | 0 | - | 0 |  | 0 | - | 0 | - | 0 |  | 0 | - | 0 | - | 0 |  | 0 | - | 0 | - | 0 | 0 | - | 12 |  | 0 | 0 | - | 0 | 0 | - |  |  |  |  | CI ES Hot Food Holding Cabinet_CI, E - Cook (MD) | CI ES Hot Food Holding Cabinet | ENERGY STAR Hot Food Holding Cabinet
159MD | 159 | MD | Cooking | ENERGY STAR Steamers | C | Y | [5 empty] | #REF! | Baseline Steamer | #REF! | #REF! | Small Restaurant |  | 0 | 0 | 0 | 10.7393 | 32.63% | - | 3 | 3 | 0 | 0 | 2758 | 348.7881 | 4 | 4 | 0 | 0 | 0 | 0 | 0 | - | - |  | 0 | - | 0 | - | 0 |  | 0 | - | 0 | - | 0 |  | 0 | - | 0 | - | 0 |  | 0 | - | 0 | - | 0 | 0 | - | 12 |  | 0 | 0 | - | 0 | 0 | - |  |  |  |  | CI Steamers_CI, E - Cook (MD) | CI Steamers | ENERGY STAR Steamer
160MD | 160 | MD | Cooking | ENERGY STAR Steamers | C | Y | [5 empty] | #REF! | Baseline Steamer | #REF! | #REF! | Small Restaurant |  | 0 | 0 | 0 | 154.2142 | 85.43% | - | 3 | 3 | 0 | 0 | 2059 | 15.8755 | 22 | 22 | 0 | 0 | 0 | 0 | 0 | - | - |  | 0 | - | 0 | - | 0 |  | 0 | - | 0 | - | 0 |  | 0 | - | 0 | - | 0 |  | 0 | - | 0 | - | 0 | 0 | - | 12 |  | 0 | 0 | - | 0 | 0 | - |  |  |  |  | CI Steamers_CI, P - Cook (MD) | CI Steamers | ENERGY STAR Steamer
161MD | 161 | MD | Other | ECM Circulators, CW | C | N | [5 empty] | #REF! | PSC Motor | #REF! | #REF! | Single Family |  | 0 | 0 | 0 | 267.444 | 56.07% | - | 2 | 2 | 0 | 0 | 0 | 0 | 47 | 47 | 0 | 0 | 0 | 0 | 0 | - | - |  | 0 | - | 0 | - | 0 |  | 0 | - | 0 | - | 0 |  | 0 | - | 0 | - | 0 |  | 0 | - | 0 | - | 0 | 0 | - | 15 |  | 0 | 0 | - | 0 | 0 | - |  |  |  |  | CI ECM Circulators CW_CI, E - Oth (MD) | CI ECM Circulators CW | New ECM Motor
162MD | 162 | MD | Other | ECM Circulators, DHW | C | N | [5 empty] | #REF! | PSC Motor | #REF! | #REF! | Single Family |  | 0 | 0 | 0 | 636.633 | 56.07% | - | 2 | 2 | 0 | 0 | 0 | 0 | 47 | 47 | 0 | 0 | 0 | 0 | 0 | - | - |  | 0 | - | 0 | - | 0 |  | 0 | - | 0 | - | 0 |  | 0 | - | 0 | - | 0 |  | 0 | - | 0 | - | 0 | 0 | - | 15 |  | 0 | 0 | - | 0 | 0 | - |  |  |  |  | CI ECM Circulators DHW_CI, E - Oth (MD) | CI ECM Circulators DHW | New ECM Motor
163RET | 163 | RET | Other | Commercial Compressed Air Improvements | C | Y | [5 empty] | #REF! | PSC Motor | #REF! | #REF! | Single Family |  | 0 | 0 | 0 | 0 | 0% | - | 2 | 2 | 0 | 0 | 0 | #DIV/0! | 47 | 47 | 0 | 0 | 0 | 0 | 0 | - | - |  | 0 | - | 0 | - | 0 |  | 0 | - | 0 | - | 0 |  | 0 | - | 0 | - | 0 |  | 0 | - | 0 | - | 0 | 0 | - | 15 |  | 0 | 0 | - | 0 | 0 | - |  |  |  |  | CI Compressed Air Improv_CI, E - Oth (RET) | CI Compressed Air Improv | New ECM Motor
164MD | 164 | MD | Other | ENERGY STAR Pool Pump | C | N | [5 empty] | #REF! | Existing non ES Pool Pump | #REF! | #REF! | Single Family |  | 0 | 0 | 0 | 1202.8337 | 22.94% | - | 2 | 2 | 0 | 0 | 0 | 0 | 47 | 47 | 0 | 0 | 0 | 0 | 0 | - | - |  | 0 | - | 0 | - | 0 |  | 0 | - | 0 | - | 0 |  | 0 | - | 0 | - | 0 |  | 0 | - | 0 | - | 0 | 0 | - | 10 |  | 0 | 0 | - | 0 | 0 | - |  |  |  |  | CI ES Pool Pumps_CI, E - Oth (MD) | CI ES Pool Pumps | ENERGY STAR Pool Pump
164RET | 164 | RET | Other | ENERGY STAR Pool Pump | C | N | [5 empty] | #REF! | Existing non ES Pool Pump | #REF! | #REF! |  |  | 0 | 0 | 0 | 1202.8337 | 22.94% | - |  |  | 0 | 0 | 0 | 0 |  |  | 10 | 7 | 0 | 0 | 0 | - | - |  | 0 | - | 0 | - | 0 |  | 0 | - | 0 | - | 0 |  | 0 | - | 0 | - | 0 |  | 0 | - | 0 | - | 0 | 0 | - | 10 |  | 0 | 0 | - | 0 | 0 | - |  |  |  |  | CI ES Pool Pumps_CI, E - Oth (RET) | CI ES Pool Pumps | ENERGY STAR Pool Pump
165MD | 165 | MD | Other | Heat Pump Pool Heater | C | Y | [5 empty] | #REF! | Existing non HP Pool Heater | #REF! | #REF! | Single Family |  | 0 | 0 | 0 | 0 | 0% | - | 2 | 2 | 0 | 0 | 0 | 0 | 47 | 47 | 0 | 0 | 0 | 0 | 0 | - | - |  | 0 | - | 0 | - | 0 |  | 0 | - | 0 | - | 0 |  | 0 | - | 0 | - | 0 |  | 0 | - | 0 | - | 0 | 0 | - | 15 |  | 0 | 0 | - | 0 | 0 | - |  |  |  |  | CI HP Pool Heater_CI, E - Oth (MD) | CI HP Pool Heater | Heat Pump Pool Heater
165RET | 165 | RET | Other | Heat Pump Pool Heater | C | Y | [5 empty] | #REF! | Existing non HP Pool Heater | #REF! | #REF! |  |  | 0 | 0 | 0 | 0 | 0% | - |  |  | 0 | 0 | 0 | 0 |  |  | 15 | 10 | 0 | #DIV/0! | 0 | - | - |  | 0 | - | 0 | - | 0 |  | 0 | - | 0 | - | 0 |  | 0 | - | 0 | - | 0 |  | 0 | - | 0 | - | 0 | 0 | - | 15 |  | 0 | 0 | - | 0 | 0 | - |  |  |  |  | CI HP Pool Heater_CI, E - Oth (RET) | CI HP Pool Heater | Heat Pump Pool Heater
166RET | 166 | RET | Other | Imprvoed Vertical Lift Efficiency | C | Y | [5 empty] | #REF! |  | #REF! | #REF! | Single Family |  | 0 | 0 | 0 | 0 | 0% | - | 2 | 2 | 0 | 0 | 0 | 0 | 47 | 47 | 0 | 0 | 0 | 0 | 0 | - | - |  | 0 | - | 0 | - | 0 |  | 0 | - | 0 | - | 0 |  | 0 | - | 0 | - | 0 |  | 0 | - | 0 | - | 0 | 0 | - | 15 |  | 0 | 0 | - | 0 | 0 | - |  |  |  |  | CI Imprvoed Vertical Lift Eff_CI, E - Oth (RET) | CI Imprvoed Vertical Lift Eff
167RET | 167 | RET | Other | Commercial Pool Covers | C | Y | [5 empty] | #REF! | Uncovered Pool | #REF! | #REF! | Small Lodging |  | 0 | 0 | 0 | 77.837 | 0% | - | 2 | 2 | 0 | 0 | 5050 | 69.6518 | 4 | 4 | 6 | 4 | 0 | 0 | 0 | - | - |  | 0 | - | 0 | - | 0 |  | 0 | - | 0 | - | 0 |  | 0 | - | 0 | - | 0 |  | 0 | - | 0 | - | 0 | 0 | - | 6 |  | 0 | 0 | - | 0 | 0 | - |  |  |  |  | CI Pool Covers_CI, E - Oth (RET) | CI Pool Covers | Commercial Pool Covers
168RET | 168 | RET | Other | Variable Speed Drive Chilled Water Pump | C | Y | [5 empty] | #REF! | No existing VSD | #REF! | #REF! | Single Family |  | 0 | 0 | 0 | 8845.3742 | 8.1% | - | 2 | 2 | 0 | 5011.8 | 5011.8 | 0.83938 | 47 | 47 | 15 | 10 | 5011.8 | 0.5666 | 0 | - | - |  | 0 | - | 0 | - | 0 |  | 0 | - | 0 | - | 0 |  | 0 | - | 0 | - | 0 |  | 0 | - | 0 | - | 0 | 0 | - | 15 |  | 0 | 0 | - | 0 | 0 | - |  |  |  |  | CI VSD CW Pump_CI, E - Oth (RET) | CI VSD CW Pump | New VSD
169RET | 169 | RET | Other | Variable Speed Drive Condenser Water Pump | C | Y | [5 empty] | #REF! | No existing VSD | #REF! | #REF! | Single Family |  | 0 | 0 | 0 | 8845.3742 | 8.1% | - | 2 | 2 | 0 | 5011.8 | 5011.8 | 0.83938 | 47 | 47 | 15 | 10 | 5011.8 | 0.5666 | 0 | - | - |  | 0 | - | 0 | - | 0 |  | 0 | - | 0 | - | 0 |  | 0 | - | 0 | - | 0 |  | 0 | - | 0 | - | 0 | 0 | - | 15 |  | 0 | 0 | - | 0 | 0 | - |  |  |  |  | CI VSD Condenser_CI, E - Oth (RET) | CI VSD Condenser | New VSD
170RET | 170 | RET | Other | Variable Speed Drive Custom, Other | C | Y | [5 empty] | #REF! | No existing VSD | #REF! | #REF! | Single Family |  | 0 | 0 | 0 | 8845.3742 | 8.1% | - | 2 | 2 | 0 | 5011.8 | 5011.8 | 0.83938 | 47 | 47 | 15 | 10 | 5011.8 | 0.5666 | 0 | - | - |  | 0 | - | 0 | - | 0 |  | 0 | - | 0 | - | 0 |  | 0 | - | 0 | - | 0 |  | 0 | - | 0 | - | 0 | 0 | - | 15 |  | 0 | 0 | - | 0 | 0 | - |  |  |  |  | CI VSD Custom_CI, E - Oth (RET) | CI VSD Custom | New VSD
171RET | 171 | RET | Plug Loads | Beverage and Snack Machine Controls | C | Y | [5 empty] | #REF! | No Controls on the vending machines | #REF! | #REF! | Small Office |  | 0 | 0 | 0 | 408.05 | 0% | - | 3 | 3 | 0 | 0 | 245 | 0.604 | 4 | 4 | 0 | 0 | 0 | 0 | 0 | - | - |  | 0 | - | 0 | - | 0 |  | 0 | - | 0 | - | 0 |  | 0 | - | 0 | - | 0 |  | 0 | - | 0 | - | 0 | 0 | - | 5 |  | 0 | 0 | - | 0 | 0 | - |  |  |  |  | CI BevSnack Machine Controls_CI, E - Plug [Non-Refrigerated] (RET) | CI BevSnack Machine Controls | Controls installed
172RET | 172 | RET | Plug Loads | Beverage and Snack Machine Controls | C | Y | [5 empty] | #REF! | No Controls on the vending machines | #REF! | #REF! | Small Office |  | 0 | 0 | 0 | 170.0396 | 61.43% | - | 3 | 3 | 0 | 0 | 233 | 1.3703 | 4 | 4 | 0 | 0 | 0 | 0 | 0 | - | - |  | 0 | - | 0 | - | 0 |  | 0 | - | 0 | - | 0 |  | 0 | - | 0 | - | 0 |  | 0 | - | 0 | - | 0 | 0 | - | 5 |  | 0 | 0 | - | 0 | 0 | - |  |  |  |  | CI BevSnack Machine Controls_CI, E - Plug [Refrigerated] (RET) | CI BevSnack Machine Controls | Controls installed
173RET | 173 | RET | Plug Loads | Computer Power Management Software | C | Y | [5 empty] | #REF! | Computer power management controls set by user | #REF! | #REF! | Small Office |  | 0 | 0 | 0 | 75.1608 | 51.48% | - | 3 | 3 | 0 | 0 | 0 | 0.38584 | 4 | 4 | 0 | 0 | 0 | 0 | 0 | - | - |  | 0 | - | 0 | - | 0 |  | 0 | - | 0 | - | 0 |  | 0 | - | 0 | - | 0 |  | 0 | - | 0 | - | 0 | 0 | - | 5 |  | 0 | 0 | - | 0 | 0 | - |  |  |  |  | CI Computer Power Management_CI, E - Plug [Desktop] (RET) | CI Computer Power Management | Power Management controls set by IT on a top down bases
174RET | 174 | RET | Plug Loads | Computer Power Management Software | C | Y | [5 empty] | #REF! | Computer power management controls set by user | #REF! | #REF! | Small Office |  | 0 | 0 | 0 | 16.1885 | 35.48% | - | - | - | 0 | 0 | 0 | 1.7914 | - | - | 0 | 0 | 0 | 0 | 0 | - | - |  | 0 | - | 0 | - | 0 |  | 0 | - | 0 | - | 0 |  | 0 | - | 0 | - | 0 |  | 0 | - | 0 | - | 0 | 0 | - | 5 |  | 0 | 0 | - | 0 | 0 | - |  |  |  |  | CI Computer Power Management_CI, E - Plug [Laptop] (RET) | CI Computer Power Management | Power Management controls set by IT on a top down bases
175RET | 175 | RET | Plug Loads | Computer Power Management Software | C | Y | [5 empty] | #REF! | Computer power management controls set by user | #REF! | #REF! | Small Office |  | 0 | 0 | 0 | 8.7074 | 25.66% | - | - | - | 0 | 0 | 0 | 3.3305 | - | - | 0 | 0 | 0 | 0 | 0 | - | - |  | 0 | - | 0 | - | 0 |  | 0 | - | 0 | - | 0 |  | 0 | - | 0 | - | 0 |  | 0 | - | 0 | - | 0 | 0 | - | 5 |  | 0 | 0 | - | 0 | 0 | - |  |  |  |  | CI Computer Power Management_CI, E - Plug [Monitor] (RET) | CI Computer Power Management | Power Management controls set by IT on a top down bases
176MD | 176 | MD | Plug Loads | Level 2 Electric Vehicle Charger | C | Y | [5 empty] | #REF! | Non ENERGY STAR Vehicle Charger | #REF! | #REF! | Single Family |  | 0 | 0 | 0 | 34.7743 | 50.44% | - | 2 | 2 | 0 | 0 | 65.5 | 5.0319 | 4 | 4 | 0 | 0 | 0 | 0 | 0 | - | - |  | 0 | - | 0 | - | 0 |  | 0 | - | 0 | - | 0 |  | 0 | - | 0 | - | 0 |  | 0 | - | 0 | - | 0 | 0 | - | 10 |  | 0 | 0 | - | 0 | 0 | - |  |  |  |  | CI Level 2 EV Charger_CI, E - Plug (MD) | CI Level 2 EV Charger | ENERGY STAR Vehicle Charger
177MD | 177 | MD | Plug Loads | ENERGY STAR Water Cooler | C | Y | [5 empty] | #REF! | Standard cooler non ENERGY STAR | #REF! | #REF! | Small Office |  | 0 | 0 | 0 | 188.0967 | 62.47% | - | 3 | 3 | 0 | 0 | 60 | 0.45577 | 12 | 12 | 0 | 0 | 0 | 0 | 0 | - | - |  | 0 | - | 0 | - | 0 |  | 0 | - | 0 | - | 0 |  | 0 | - | 0 | - | 0 |  | 0 | - | 0 | - | 0 | 0 | - | 10 |  | 0 | 0 | - | 0 | 0 | - |  |  |  |  | CI Water Cooler_CI, E - Plug (MD) | CI Water Cooler | ENRGY STAR Water Cooler
178RET | 178 | RET | Plug Loads | Advanced Power Strip – Tier 1 Commercial | C | Y | [5 empty] | #REF! | Standard Power Strip with no controls | #REF! | #REF! | Small Office |  | 0 | 0 | 0 | 112.0494 | 57.68% | - | 3 | 3 | 30 | 20 | 30 | 0.26774 | 12 | 12 | 0 | 0 | 0 | 0 | 0 | - | - |  | 0 | - | 0 | - | 0 |  | 0 | - | 0 | - | 0 |  | 0 | - | 0 | - | 0 |  | 0 | - | 0 | - | 0 | 0 | - | 7 |  | 0 | 0 | - | 0 | 0 | - |  |  |  |  | CI Power Strip_CI, E - Plug [Tier 1] (RET) | CI Power Strip | Tier 1 Power Strip
179RET | 179 | RET | Plug Loads | Advanced Tier 2 Power Strips | R | N | [5 empty] | #REF! | Audio-visual home entertainment systems connected to wall outlet or standard power strip. | #REF! | #REF! | Single Family |  | 0 | 0 | 0 | 116.3835 | 24.97% | - | 2 | 2 | 0 | 20 | 0 | 0 | 4 | 4 | 7 | 4.6667 | 20 | 0.17185 | 0 | - | - |  | 0 | - | 0 | - | 0 |  | 0 | - | 0 | - | 0 |  | 0 | - | 0 | - | 0 |  | 0 | - | 0 | - | 0 | 0 | - | 7 |  | 0 | 0 | - | 0 | 0 | - |  |  |  |  | CI Tier 2 Power Strip_Res, E - Plug (RET) | CI Tier 2 Power Strip | Audio-visual home entertainment systems connected to advanced teir 2 power strip.
180RET | 180 | RET | Refrigeration | Add Doors to Open Refrigerator Display Cases | C | Y | [5 empty] | #REF! | Open Refrigerated Vertical Display Case | #REF! | #REF! | Large Grocery |  | 0 | 0 | 0 | 7856.6691 | 0% | - | 3 | 3 | 0 | 0 | 5028 | 0.6401 | 22 | 22 | 0 | 0 | 0 | 0 | 0 | - | - |  | 0 | - | 0 | - | 0 |  | 0 | - | 0 | - | 0 |  | 0 | - | 0 | - | 0 |  | 0 | - | 0 | - | 0 | 0 | - | 5 |  | 0 | 0 | - | 0 | 0 | - |  |  |  |  | CI Add Doors to Open Display _CI, E - Refr (RET) | CI Add Doors to Open Display | Doored Refrigerated Vertical Display Case with zero energy doors
181RET | 181 | RET | Refrigeration | Anti-Sweat Heater Controls | C | Y | [5 empty] | #REF! | The baseline condition is a glass door reach-in refrigerated case anti-condensation heaters without temperature/humidity sensing controls | #REF! | #REF! | Large Grocery |  | 0 | 0 | 0 | 1000.692 | 60.12% | - | 8,12 | 8,12 | 0 | 0 | 0 | #VALUE! | 8 | 8 | 0 | 0 | 0 | 0 | 0 | - | - |  | 0 | - | 0 | - | 0 |  | 0 | - | 0 | - | 0 |  | 0 | - | 0 | - | 0 |  | 0 | - | 0 | - | 0 | 0 | - | 12 |  | 0 | 0 | - | 0 | 0 | - |  |  |  |  | CI Anti Sweat Control_CI, E - Refr (RET) | CI Anti Sweat Control | The compliance case is a glass door reach-in refrigerated case with on/off or pulse modulating anti-condensation heater controls installed.
182RET | 182 | RET | Refrigeration | Case Night Covers | C | Y | [5 empty] | #REF! | Open refrigerated case without night covers | #REF! | #REF! | Large Grocery |  | 0 | 0 | 0 | 2019.4286 | 9.015% | - | 8,12 | 8,12 | 0 | 0 | 504 | 0.37969 | 8 | 8 | 0 | 0 | 0 | 0 | 0 | - | - |  | 0 | - | 0 | - | 0 |  | 0 | - | 0 | - | 0 |  | 0 | - | 0 | - | 0 |  | 0 | - | 0 | - | 0 | 0 | - | 5 |  | 0 | 0 | - | 0 | 0 | - |  |  |  |  | CI Case Night Covers_CI, E - Refr (RET) | CI Case Night Covers | Open refrigerated case with night covers
183MD | 183 | MD | Refrigeration | ECM Compressor/Condenser Fan Motors | C | Y | [5 empty] | #REF! | The baseline is the existing shaded-pole motor(s) with no fan control operating 8760 hours continuously in a refrigerated display case or fan coil unit of a walk-in cooling unit. | #REF! | #REF! | Single Family |  | 0 | 0 | 0 | 0 | 0% | - | 2 | 2 | 0 | 0 | 0 | #DIV/0! | 47 | 47 | 0 | 0 | 0 | 0 | 0 | - | - |  | 0 | - | 0 | - | 0 |  | 0 | - | 0 | - | 0 |  | 0 | - | 0 | - | 0 |  | 0 | - | 0 | - | 0 | 0 | - | 15 |  | 0 | 0 | - | 0 | 0 | - |  |  |  |  | CI ECM CompCondenser_CI, E - Refr (MD) | CI ECM CompCondenser | This measure applies to the replacement of an existing standard-efficiency shaded-pole evaporator fan motor in refrigerated display cases or fan coil in walk-ins
183RET | 183 | RET | Refrigeration | ECM Compressor/Condenser Fan Motors | C | Y | [5 empty] | #REF! | The baseline is the existing shaded-pole motor(s) with no fan control operating 8760 hours continuously in a refrigerated display case or fan coil unit of a walk-in cooling unit. | #REF! | #REF! |  |  | 0 | 0 | 0 | 0 | 0% | - |  |  | 0 | 0 | 0 | 0 |  |  | 0 | 0 | 0 | 0 | 0 | - | - |  | 0 | - | 0 | - | 0 |  | 0 | - | 0 | - | 0 |  | 0 | - | 0 | - | 0 |  | 0 | - | 0 | - | 0 | 0 | - | 0 |  | 0 | 0 | - | 0 | 0 | - |  |  |  |  | CI ECM CompCondenser_CI, E - Refr (RET) | CI ECM CompCondenser | This measure applies to the replacement of an existing standard-efficiency shaded-pole evaporator fan motor in refrigerated display cases or fan coil in walk-ins
184RET | 184 | RET | Refrigeration | ECM Evaporator Fan Retrofit | C | Y | [5 empty] | #REF! | The baseline is the existing shaded-pole motor(s) with no fan control operating 8760 hours continuously in a refrigerated display case or fan coil unit of a walk-in cooling unit. | #REF! | #REF! | Single Family |  | 0 | 0 | 0 | 2952 | 0% | - | 2 | 2 | 0 | 0 | 304.59 | 0.10318 | 47 | 47 | 0 | 0 | 0 | 0 | 0 | - | - |  | 0 | - | 0 | - | 0 |  | 0 | - | 0 | - | 0 |  | 0 | - | 0 | - | 0 |  | 0 | - | 0 | - | 0 | 0 | - | 15 |  | 0 | 0 | - | 0 | 0 | - |  |  |  |  | CI ECM Evap Fan_CI, E - Refr (RET) | CI ECM Evap Fan | This measure applies to the replacement of an existing standard-efficiency shaded-pole evaporator fan motor in refrigerated display cases or fan coil in walk-ins
185RET | 185 | RET | Refrigeration | Efficient Refrigeratio Compressor | C | Y | [5 empty] | #REF! |  | #REF! | #REF! | Single Family |  | 0 | 0 | 0 | 0 | 0% | - | 2 | 2 | 0 | 0 | 0 | #DIV/0! | 47 | 47 | 0 | 0 | 0 | 0 | 0 | - | - |  | 0 | - | 0 | - | 0 |  | 0 | - | 0 | - | 0 |  | 0 | - | 0 | - | 0 |  | 0 | - | 0 | - | 0 | 0 | - | 15 |  | 0 | 0 | - | 0 | 0 | - |  |  |  |  | CI Eff Ref Compressor_CI, E - Refr (RET) | CI Eff Ref Compressor
186MD | 186 | MD | Refrigeration | Ice Maker | C | Y | [5 empty] | #REF! | Federal standard (manufactured on or after January 28, 2018) compliant commercial ice machine | #REF! | #REF! | Small Restaurant |  | 0 | 0 | 0 | 1737.6694 | 12.82% | - | 3,8 | 3,8 | 0 | 0 | 304.59 | 0.39885 | 8 | 8 | 0 | 0 | 0 | 0 | 0 | - | - |  | 0 | - | 0 | - | 0 |  | 0 | - | 0 | - | 0 |  | 0 | - | 0 | - | 0 |  | 0 | - | 0 | - | 0 | 0 | - | 9 |  | 0 | 0 | - | 0 | 0 | - |  |  |  |  | CI Ice Maker_CI, E - Refr (MD) | CI Ice Maker | ENERGY STAR ice machine
187MD | 187 | MD | Refrigeration | ENERGY STAR Refrigerated Vending Machine | C | N | [5 empty] | #REF! | Standard unit vending machine | #REF! | #REF! | Large Grocery |  | 0 | 0 | 0 | 124.8113 | 9.5% | - | 3 | 3 | 0 | 0 | 500 | 0.24962 | 42 | 42 | 0 | 0 | 0 | 0 | 0 | - | - |  | 0 | - | 0 | - | 0 |  | 0 | - | 0 | - | 0 |  | 0 | - | 0 | - | 0 |  | 0 | - | 0 | - | 0 | 0 | - | 14 |  | 0 | 0 | - | 0 | 0 | - |  |  |  |  | CI ES Refr Bev Vending Machine_CI, E - Refr (MD) | CI ES Refr Bev Vending Machine | Refrigerated vending machine can be new or rebuilt but must meet the ENERGY STAR specifications which include low power mode.
188MD | 188 | MD | Refrigeration | Energy Star Refrigerators and Freezers | C | N | [5 empty] | #REF! | Baseline or Failed non-ENERGY STAR refrigerators or freezers | #REF! | #REF! | Single Family |  | 0 | 0 | 0 | 41.9966 | 8.542% | - | 2,8 | 2,8 | 0 | 0 | 47 | 1.1673 | 4 | 4 | 0 | 0 | 0 | 0 | 0 | - | - |  | 0 | - | 0 | - | 0 |  | 0 | - | 0 | - | 0 |  | 0 | - | 0 | - | 0 |  | 0 | - | 0 | - | 0 | 0 | - | 15 |  | 0 | 0 | - | 0 | 0 | - |  |  |  |  | CI ES Refrigerator_CI, E - Refr (MD) | CI ES Refrigerator | ENERGY STAR Refrigerator or Freezer
188RET | 188 | RET | Refrigeration | Energy Star Refrigerators and Freezers | C | N | [5 empty] | #REF! | Existing non-ENERGY STAR refrigerators or freezers | 2024 | 2027 | Single Family |  | 0 | 0 | 0 | 41.9966 | 8.542% | - | 2,8,12 | 2,8,12 | 0 | 0 | 872 | 20.7636 | 4 | 4 | 15 | 10 | 825 | 19.6444 | #REF! | - | - |  | 0 | - | 0 | - | 0 |  | 0 | - | 0 | - | 0 |  | 0 | - | 0 | - | 0 |  | 0 | - | 0 | - | 0 | 0 | - | 15 |  | 0 | 0 | - | 0 | 0 | - |  |  |  |  | CI ES Refrigerator_CI, E - Refr (RET) | CI ES Refrigerator | ENERGY STAR Refrigerator or Freezer
188MD | 188 | MD | Refrigeration | Energy Star Refrigerators and Freezers | C | N | [5 empty] | #REF! | Baseline or Failed non-ENERGY STAR refrigerators or freezers | #REF! | #REF! | Single Family |  | 0 | 0 | 0 | 41.9966 | 8.542% | - | 2,8 | 2,8 | 0 | 0 | 47 | 1.1673 | 4 | 4 | 0 | 0 | 0 | 0 | 0 | - | - |  | 0 | - | 0 | - | 0 |  | 0 | - | 0 | - | 0 |  | 0 | - | 0 | - | 0 |  | 0 | - | 0 | - | 0 | 0 | - | 15 |  | 0 | 0 | - | 0 | 0 | - |  |  |  |  | CI ES Refrigerator Res Style_CI, E - Refr (MD) | CI ES Refrigerator Res Style | ENERGY STAR Refrigerator or Freezer
188RET | 188 | RET | Refrigeration | Energy Star Refrigerators and Freezers | C | Y | [5 empty] | #REF! | Existing non-ENERGY STAR refrigerators or freezers | 2024 | 2027 | Single Family |  | 0 | 0 | 0 | 41.9966 | 8.542% | - | 2,8,12 | 2,8,12 | 0 | 0 | 872 | 20.7636 | 4 | 4 | 15 | 10 | 825 | 19.6444 | #REF! | - | - |  | 0 | - | 0 | - | 0 |  | 0 | - | 0 | - | 0 |  | 0 | - | 0 | - | 0 |  | 0 | - | 0 | - | 0 | 0 | - | 15 |  | 0 | 0 | - | 0 | 0 | - |  |  |  |  | CI ES Refrigerator Res Style_CI, E - Refr (RET) | CI ES Refrigerator Res Style | ENERGY STAR Refrigerator or Freezer
189RET | 189 | RET | Refrigeration | Evaporator Fan Speed Controls | C | Y | [5 empty] | #REF! | Uncontrolled ECM evaporator fan motors in walk-in coolers and freezers | #REF! | #REF! | Large Grocery |  | 0 | 0 | 0 | 1350.1667 | 0% | - | 3,8 | 3,8 | 0 | 0 | 161.75 | 0.29973 | 8 | 8 | 0 | 0 | 0 | 0 | 0 | - | - |  | 0 | - | 0 | - | 0 |  | 0 | - | 0 | - | 0 |  | 0 | - | 0 | - | 0 |  | 0 | - | 0 | - | 0 | 0 | - | 13 |  | 0 | 0 | - | 0 | 0 | - |  |  |  |  | CI Evap Fan Speed Controls_CI, E - Refr (RET) | CI Evap Fan Speed Controls | In order for this characterization to apply, the existing condition must be a reach-in or walk-in freezer or cooler with continuously running evaporator fans driven by Electrically Commutated Motors
190RET | 190 | RET | Refrigeration | Floating Head Pressure Control | C | Y | [5 empty] | #REF! | The baseline is a refrigeration system without floating head pressure control. | #REF! | #REF! | Large Grocery |  | 0 | 0 | 0 | 854.6667 | 0% | - | 3,12 | 3,12 | 0 | 0 | 161.75 | 0.2152 | 12 | 12 | 0 | 0 | 0 | 0 | 0 | - | - |  | 0 | - | 0 | - | 0 |  | 0 | - | 0 | - | 0 |  | 0 | - | 0 | - | 0 |  | 0 | - | 0 | - | 0 | 0 | - | 15 |  | 0 | 0 | - | 0 | 0 | - |  |  |  |  | CI Floating Head Pressure Ctrl_CI, E - Refr (RET) | CI Floating Head Pressure Ctrl | High efficiency is a refrigeration system with floating head pressure control.
191MD | 191 | MD | Refrigeration | High Efficiency Built-up Refrigeration | C | Y | [5 empty] | #REF! |  | #REF! | #REF! | Large Grocery |  | 0 | 0 | 0 | 0 | 0% | - | 3,12 | 3,12 | 0 | 0 | 0 | 0 | 12 | 12 | 0 | 0 | 0 | 0 | 0 | - | - |  | 0 | - | 0 | - | 0 |  | 0 | - | 0 | - | 0 |  | 0 | - | 0 | - | 0 |  | 0 | - | 0 | - | 0 | 0 | - | 0 |  | 0 | 0 | - | 0 | 0 | - |  |  |  |  | CI High Eff Built Up_CI, E - Refr (MD) | CI High Eff Built Up
192MD | 192 | MD | Refrigeration | High Efficiency Small Walk-in | C | Y | [5 empty] | #REF! |  | #REF! | #REF! | Large Grocery |  | 0 | 0 | 0 | 854.6667 | 0% | - | 3,12 | 3,12 | 0 | 0 | 161.75 | 0.2152 | 12 | 12 | 0 | 0 | 0 | 0 | 0 | - | - |  | 0 | - | 0 | - | 0 |  | 0 | - | 0 | - | 0 |  | 0 | - | 0 | - | 0 |  | 0 | - | 0 | - | 0 | 0 | - | 15 |  | 0 | 0 | - | 0 | 0 | - |  |  |  |  | CI High Eff Small Walk In_CI, E - Refr (MD) | CI High Eff Small Walk In
193RET | 193 | RET | Refrigeration | High Speed Overhead Doors | C | Y | [5 empty] | RET | No floating head pressure control | #REF! | #REF! | Large Grocery |  | 0 | 0 | 0 | 0 | 0% | - | 3,12 | 3,12 | 0 | 0 | 0 | 0 | 12 | 12 | 0 | 0 | 0 | 0 | 0 | - | - |  | 0 | - | 0 | - | 0 |  | 0 | - | 0 | - | 0 |  | 0 | - | 0 | - | 0 |  | 0 | - | 0 | - | 0 | 0 | - | 16 |  | 0 | 0 | - | 0 | 0 | - |  |  |  |  | CI Loading Dock Pit Seals_CI, E - Refr (RET) | CI Loading Dock Pit Seals | Install floating head pressure control
194RET | 194 | RET | Refrigeration | Low Heat or No Heat Doors | C | Y | [5 empty] | RET |  | #REF! | #REF! | Large Grocery |  | 0 | 0 | 0 | 0 | 0% | - | 3,12 | 3,12 | 0 | 0 | 0 | 0 | 12 | 12 | 0 | 0 | 0 | 0 | 0 | - | - |  | 0 | - | 0 | - | 0 |  | 0 | - | 0 | - | 0 |  | 0 | - | 0 | - | 0 |  | 0 | - | 0 | - | 0 | 0 | - | 0 |  | 0 | 0 | - | 0 | 0 | - |  |  |  |  | CI Low Heat Doors_CI, E - Refr (RET) | CI Low Heat Doors
195RET | 195 | RET | Refrigeration | Permanent Magnet Synchronous Fan Motor Evaporator Fan Motor Retrofit | C | Y | [5 empty] | #REF! | The baseline condition for walk-in coolers or freezers manufactured on or after January 1, 2009 is an EC motor1577 with full load efficiency as prescribed by federal energy conservation standards for electric motors in 10 CFR 431.446 and 10 CFR 431.25 | #REF! | #REF! | Large Grocery |  | 0 | 0 | 0 | 210.4826 | 47.49% | - | 3,12 | 3,12 | 0 | 0 | 0 | 0 | 12 | 12 | 0 | 0 | 0 | 0 | 0 | - | - |  | 0 | - | 0 | - | 0 |  | 0 | - | 0 | - | 0 |  | 0 | - | 0 | - | 0 |  | 0 | - | 0 | - | 0 | 0 | - | 15 |  | 0 | 0 | - | 0 | 0 | - |  |  |  |  | CI Evap Fan Perm Magnet_CI, E - Refr (RET) | CI Evap Fan Perm Magnet | The compliance condition is a PMSM installed in a commercial refrigerated reach-in display case or walk-in cooler/freezer with full-load efficiency exceeding that prescribed by federal energy conservation standards for electric motors in 10 CFR 431.446 or 10 CFR 431.25,
196RET | 196 | RET | Refrigeration | Refrigeration Tune Up | C | Y | [5 empty] | RET |  | #REF! | #REF! | Large Grocery |  | 0 | 0 | 0 | 0 | 0% | - | 3,12 | 3,12 | 0 | 0 | 0 | 0 | 12 | 12 | 0 | 0 | 0 | 0 | 0 | - | - |  | 0 | - | 0 | - | 0 |  | 0 | - | 0 | - | 0 |  | 0 | - | 0 | - | 0 |  | 0 | - | 0 | - | 0 | 0 | - | 0 |  | 0 | 0 | - | 0 | 0 | - |  |  |  |  | CI Refrigeration Tune-up_CI, E - Refr (RET) | CI Refrigeration Tune-up
197RET | 197 | RET | Refrigeration | Replace Cooler and Freezer Door Gaskets | C | Y | [5 empty] | #REF! | The baseline condition is premised on a door with damaged and/or missing gaskets, assumed to be 50% effective. | #REF! | #REF! | Large Grocery |  | 0 | 0 | 0 | 1935 | 50% | - | 3,12 | 3,12 | 0 | 0 | 0 | 0 | 12 | 12 | 0 | 0 | 0 | 0 | 0 | - | - |  | 0 | - | 0 | - | 0 |  | 0 | - | 0 | - | 0 |  | 0 | - | 0 | - | 0 |  | 0 | - | 0 | - | 0 | 0 | - | 4 |  | 0 | 0 | - | 0 | 0 | - |  |  |  |  | CI Cooler Freezer Gasket_CI, E - Refr (RET) | CI Cooler Freezer Gasket | The compliance condition is the installation of intact door gaskets so as to achieve a minimum 1.5% infiltration rate or lower.
198RET | 198 | RET | Refrigeration | Walk-in Cooler Retrofit | C | Y | [5 empty] | RET |  | #REF! | #REF! | Large Grocery |  | 0 | 0 | 0 | 0 | 0% | - | 3,12 | 3,12 | 0 | 0 | 0 | 0 | 12 | 12 | 0 | 0 | 0 | 0 | 0 | - | - |  | 0 | - | 0 | - | 0 |  | 0 | - | 0 | - | 0 |  | 0 | - | 0 | - | 0 |  | 0 | - | 0 | - | 0 | 0 | - | 0 |  | 0 | 0 | - | 0 | 0 | - |  |  |  |  | CI Walkin Cooler_CI, E - Refr (RET) | CI Walkin Cooler
199RET | 199 | RET | Ventilation | ECM Blower Motor | C | Y | [5 empty] | #REF! | The baseline condition is a standard efficiency, single-speed PSC motor in a direct-drive HVAC circulation (blower) fan application. | #REF! | #REF! | Large Grocery |  | 0 | 0 | 0 | 1220.94 | 38% | - | 8,12 | 8,12 | 0 | 0 | 0.02 | 0 | 8 | 8 | 0 | 0 | 0 | 0 | 0 | - | - |  | 0 | - | 0 | - | 0 |  | 0 | - | 0 | - | 0 |  | 0 | - | 0 | - | 0 |  | 0 | - | 0 | - | 0 | 0 | - | 15 |  | 0 | 0 | - | 0 | 0 | - |  |  |  |  | CI ECM Blower Motor_CI, E - Vent (RET) | CI ECM Blower Motor | The compliance condition is an EC motor as described in the Measure Description section above in a direct-drive HVAC circulation (blower) fan application.
200RET | 200 | RET | Ventilation | ECM Fan Motor | C | Y | [5 empty] | #REF! | The baseline condition is a standard efficiency, single-speed PSC motor in a direct-drive HVAC circulation (blower) fan application. | #REF! | #REF! | Large Grocery |  | 0 | 0 | 0 | 1220.94 | 38% | - | 8,12 | 8,12 | 0 | 0 | 0.02 | 0 | 8 | 8 | 0 | 0 | 0 | 0 | 0 | - | - |  | 0 | - | 0 | - | 0 |  | 0 | - | 0 | - | 0 |  | 0 | - | 0 | - | 0 |  | 0 | - | 0 | - | 0 | 0 | - | 15 |  | 0 | 0 | - | 0 | 0 | - |  |  |  |  | CI ECM Fan Motor_CI, E - Vent (RET) | CI ECM Fan Motor | The compliance condition is an EC motor as described in the Measure Description section above in a direct-drive HVAC circulation (blower) fan application.
201RET | 201 | RET | Ventilation | Garage Exhaust Control | R | Y | [5 empty] | #REF! | The base case for this measure is a space with no demand control capability. The current code minimum for outside air (OA) is 5 CFM per occupant (ASHRAE 62.1 - 2016) which is the value for office space assumed in this measure | #REF! | #REF! | Single Family |  | 0 | 0 | 0 | 9450 | 0% | - | 2 | 2 | 0 | 0 | 1500 | 0.15873 | 47 | 47 | 0 | 0 | 0 | 0 | 0 | - | - |  | 0 | - | 0 | - | 0 |  | 0 | - | 0 | - | 0 |  | 0 | - | 0 | - | 0 |  | 0 | - | 0 | - | 0 | 0 | - | 15 |  | 0 | 0 | - | 0 | 0 | - |  |  |  |  | CI Garage Exhaust_Res, E - Vent (RET) | CI Garage Exhaust | The efficient equipment condition is defined by new CO2 sensors installed on return air systems where no other sensors were previously installed.
202RET | 202 | RET | Ventilation | Kitchen Demand Control Ventilation | C | Y | [5 empty] | #REF! | The baseline equipment is kitchen ventilation that has constant speed ventilation moto | #REF! | #REF! | Small Restaurant |  | 0 | 0 | 0 | 42681.95 | 0% | - | 3 | 3 | 0 | 0 | 1992 | 0.027646 | 22 | 22 | 0 | 0 | 0 | 0 | 0 | - | - |  | 0 | - | 0 | - | 0 |  | 0 | - | 0 | - | 0 |  | 0 | - | 0 | - | 0 |  | 0 | - | 0 | - | 0 | 0 | - | 20 |  | 0 | 0 | - | 0 | 0 | - |  |  |  |  | CI Kitchen DCV_CI, E - Vent (RET) | CI Kitchen DCV | To qualify for this measure the installed equipment must be a control system that varies the exhaust rate of kitchen ventilation (exhaust and/or makeup air fans) based on the energy and effluent output from the cooking appliances (i.e., the more heat and smoke/vapors generated, the more ventilation needed).
203RET | 203 | RET | Ventilation | Variable Speed Drive, Cooling Tower Fan | C | Y | [5 empty] | #REF! | The VSD is applied to a motor which does not have a VSD | #REF! | #REF! | Single Family |  | 0 | 0 | 0 | 35632.6617 | 50.2% | - | 2 | 2 | 0 | 0 | 5011.8 | 0.20837 | 47 | 47 | 0 | 0 | 0 | 0 | 0 | - | - |  | 0 | - | 0 | - | 0 |  | 0 | - | 0 | - | 0 |  | 0 | - | 0 | - | 0 |  | 0 | - | 0 | - | 0 | 0 | - | 15 |  | 0 | 0 | - | 0 | 0 | - |  |  |  |  | CI VSD Cool Tower Fans_CI, E - Vent (RET) | CI VSD Cool Tower Fans | The time of sale baseline is a new motor installed without a VSD or other methods of control. Retrofit baseline is an existing motor operating as is.
204RET | 204 | RET | Ventilation | Variable Speed Drive, Cooling Tower Fan | C | Y | [5 empty] | #REF! | The VSD is applied to a motor which does not have a VSD | #REF! | #REF! | Single Family |  | 0 | 0 | 0 | 35632.6617 | 50.2% | - | 2 | 2 | 0 | 0 | 5011.8 | 0.20837 | 47 | 47 | 0 | 0 | 0 | 0 | 0 | - | - |  | 0 | - | 0 | - | 0 |  | 0 | - | 0 | - | 0 |  | 0 | - | 0 | - | 0 |  | 0 | - | 0 | - | 0 | 0 | - | 15 |  | 0 | 0 | - | 0 | 0 | - |  |  |  |  | CI VSD HVAC Fan_CI, E - Vent (RET) | CI VSD HVAC Fan | The time of sale baseline is a new motor installed without a VSD or other methods of control. Retrofit baseline is an existing motor operating as is.
205RET | 205 | RET | Water Heating | Faucet Aerator | C | Y | [5 empty] | #REF! | Existing, inefficient faucet aerator | #REF! | #REF! | Small Office |  | 0 | 0 | 0 | 234.7588 | 23.29% | - | 3,11,8 | 3,11,8 | 0 | 0 | 9.5675 | 0.074217 | 4 | 4 | 10 | 7 | 0 | 0 | 0 | - | - |  | 0 | - | 0 | - | 0 |  | 0 | - | 0 | - | 0 |  | 0 | - | 0 | - | 0 |  | 0 | - | 0 | - | 0 | 0 | - | 10 |  | 0 | 0 | - | 0 | 0 | - |  |  |  |  | CI Faucet Aerator_CI, E - HWat (RET) | CI Faucet Aerator | Low-flow faucet aerator
206RET | 206 | RET | Water Heating | Faucet Aerator | C | Y | [5 empty] | #REF! | Existing, inefficient faucet aerator | #REF! | #REF! | Small Office |  | 0 | 0 | 0 | 11.7539 | 23.29% | - | 3,11,8 | 3,11,8 | 0 | 0 | 9.5675 | 1.4826 | 4 | 4 | 10 | 7 | 0 | 0 | 0 | - | - |  | 0 | - | 0 | - | 0 |  | 0 | - | 0 | - | 0 |  | 0 | - | 0 | - | 0 |  | 0 | - | 0 | - | 0 | 0 | - | 10 |  | 0 | 0 | - | 0 | 0 | - |  |  |  |  | CI Faucet Aerator_CI, P - HWat (RET) | CI Faucet Aerator | Low-flow faucet aerator
207MD | 207 | MD | Water Heating | Heat Pump Water Heater | C | Y | [5 empty] | #REF! | The baseline for a non-fuel switching normal replacement at end of the appliance effective useful life (EUL), in new construction, or substantial renovation scenarios is the minimally-compliant state or municipal energy code or federal standard, that is applicable to the measure or system being installed. | #REF! | #REF! | Single Family |  | 0 | 0 | 0 | 1304.3563 | 66% | - | 2,5 | 2,5 | 0 | 0 | 0 | 0 | 8 | 8 | 0 | 0 | 0 | 0 | 0 | - | - |  | 0 | - | 0 | - | 0 |  | 0 | - | 0 | - | 0 |  | 0 | - | 0 | - | 0 |  | 0 | - | 0 | - | 0 | 0 | - | 15 |  | 0 | 0 | - | 0 | 0 | - |  |  |  |  | CI HPWH_CI, E - HWat (MD) | CI HPWH | The compliance condition is a heat pump water heater meeting minimum performance requirements specified in ENERGY STAR® Program Requirements Product Specification for Residential Water Heaters
208MD | 208 | MD | Water Heating | Heat Pump Water Heater | C | Y | [5 empty] | #REF! | The baseline for a non-fuel switching normal replacement at end of the appliance effective useful life (EUL), in new construction, or substantial renovation scenarios is the minimally-compliant state or municipal energy code or federal standard, that is applicable to the measure or system being installed. | #REF! | #REF! |  |  | 0 | 0 | 0 | #REF! | #REF! | - |  |  | 0 | 0 | 0 | #REF! |  |  | 0 | 0 | 0 | 0 | 0 | - | - |  | 0 | - | 0 | - | 0 |  | 0 | - | 0 | - | 0 |  | 0 | - | 0 | - | 0 |  | 0 | - | 0 | - | 0 | 0 | - | 15 |  | 0 | 0 | - | 0 | 0 | - |  |  |  |  | CI HPWH_CI, P - HWat (MD) | CI HPWH | The compliance condition is a heat pump water heater meeting minimum performance requirements specified in ENERGY STAR® Program Requirements Product Specification for Residential Water Heaters
209RET | 209 | RET | Water Heating | Ozone Laundry | C | Y | [5 empty] | RET | The base case equipment is a conventional washing machine system with no ozone generator installed. The washing machines are provided hot water from a gas-fired boiler | #REF! | #REF! | Single Family |  | 0 | 0 | 0 | 656.48 | 22% | - | 2,5 | 2,5 | 0 | 0 | 68.978 | 26.1326 | 8 | 8 | 0 | 0 | 0 | 0 | 0 | - | - |  | 0 | - | 0 | - | 0 |  | 0 | - | 0 | - | 0 |  | 0 | - | 0 | - | 0 |  | 0 | - | 0 | - | 0 | 0 | - | 10 |  | 0 | 0 | - | 0 | 0 | - |  |  |  |  | CI Ozone Laundry_CI, E - HWat (RET) | CI Ozone Laundry | The measure equipment effective useful life (EUL) is estimated at 10 years based on typical lifetime of the ozone generator’s corona discharge unit
210RET | 210 | RET | Water Heating | Ozone Laundry | C | Y | [5 empty] | RET | The base case equipment is a conventional washing machine system with no ozone generator installed. The washing machines are provided hot water from a gas-fired boiler | #REF! | #REF! |  |  | 0 | 0 | 0 | #REF! | #REF! | - |  |  | 0 | 0 | See table | #REF! |  |  | 0 | 0 | 0 | 0 | 0 | - | - |  | 0 | - | 0 | - | 0 |  | 0 | - | 0 | - | 0 |  | 0 | - | 0 | - | 0 |  | 0 | - | 0 | - | 0 | 0 | - | 10 |  | 0 | 0 | - | 0 | 0 | - |  |  |  |  | CI Ozone Laundry_CI, P - HWat (RET) | CI Ozone Laundry | The measure equipment effective useful life (EUL) is estimated at 10 years based on typical lifetime of the ozone generator’s corona discharge unit
211RET | 211 | RET | Water Heating | High Efficiency Pre-Rinse Spray Valve | C | Y | [5 empty] | RET | Existing, inefficient pre-rinse sprayer | #REF! | #REF! | Small Restaurant |  | 0 | 0 | 0 | 4219.3382 | 0% | - | 3,8,11 | 3,8,11 | 0 | 0 | 54 | 0.026809 | 8 | 8 | 5 | 3 | #REF! | #REF! | #REF! | - | - |  | 0 | - | 0 | - | 0 |  | 0 | - | 0 | - | 0 |  | 0 | - | 0 | - | 0 |  | 0 | - | 0 | - | 0 | 0 | - | 5 |  | 0 | 0 | - | #REF! | #REF! | - |  |  |  |  | CI Pre-Rinse Spray Valves_CI, E - HWat (RET) | CI Pre-Rinse Spray Valves | Low-flow pre-rinse sprayer
212RET | 212 | RET | Water Heating | High Efficiency Pre-Rinse Spray Valve | C | Y | [5 empty] | RET | Existing, inefficient pre-rinse sprayer | #REF! | #REF! | Small Restaurant |  | 0 | 0 | 0 | 176.3557 | 0% | - | 3,8,11 | 3,8,11 | 0 | 0 | 54 | 0.64141 | 8 | 8 | 5 | 3 | #REF! | #REF! | #REF! | - | - |  | 0 | - | 0 | - | 0 |  | 0 | - | 0 | - | 0 |  | 0 | - | 0 | - | 0 |  | 0 | - | 0 | - | 0 | 0 | - | 5 |  | 0 | 0 | - | #REF! | #REF! | - |  |  |  |  | CI Pre-Rinse Spray Valves_CI, P - HWat (RET) | CI Pre-Rinse Spray Valves | Low-flow pre-rinse sprayer
213MD | 213 | MD | Water Heating | Water Heater | C | Y | [5 empty] | NC,RENO,REPL | Standard efficiency commercial dishwasher | #REF! | #REF! | Small Restaurant |  | 0 | 0 | 0 | 0 | 0% | - | 3 | 3 | 0 | 0 | 0 | 0 | 8 | 8 | 0 | 0 | 0 | 0 | 0 | - | - |  | 0 | - | 0 | - | 0 |  | 0 | - | 0 | - | 0 |  | 0 | - | 0 | - | 0 |  | 0 | - | 0 | - | 0 | 0 | - | 5 |  | 0 | 0 | - | #REF! | #REF! | - |  |  |  |  | CI Water Heater_CI, E - HWat [Building w elec WH] (MD) | CI Water Heater | ENERGY STAR commercial dishwasher
214MD | 214 | MD | Water Heating | Water Heater | C | Y | [5 empty] | NC,RENO,REPL | Standard efficiency commercial dishwasher | #REF! | #REF! | Small Restaurant |  | 0 | 0 | 0 | 0 | 0% | - | 3 | 3 | 0 | 0 | 0 | 0 | 8 | 8 | 0 | 0 | 0 | 0 | 0 | - | - |  | 0 | - | 0 | - | 0 |  | 0 | - | 0 | - | 0 |  | 0 | - | 0 | - | 0 |  | 0 | - | 0 | - | 0 | 0 | - | 5 |  | 0 | 0 | - | 0 | 0 | - |  |  |  |  | CI Water Heater_CI, P - HWat [Building w prop WH] (MD) | CI Water Heater | ENERGY STAR commercial dishwasher
215RET | 215 | RET | Refrigeration | High Speed Overhead Doors | C | Y | [5 empty] | RET | No floating head pressure control | #REF! | #REF! | Large Grocery |  | 0 | 0 | 0 | 833.6938 | 70.83% | - | 3,12 | 3,12 | 0 | 0 | 5880 | 7.0529 | 12 | 12 | 0 | 0 | 0 | 0 | 0 | - | - |  | 0 | - | 0 | - | 0 |  | 0 | - | 0 | - | 0 |  | 0 | - | 0 | - | 0 |  | 0 | - | 0 | - | 0 | 0 | - | 16 |  | 0 | 0 | - | 0 | 0 | - |  |  |  |  | CI High Speed Overhead Doors_CI, E - Refr (RET) | CI High Speed Overhead Doors | Install floating head pressure control
216RET | 216 | RET | Refrigeration | High Speed Overhead Doors | C | Y | [5 empty] | RET | No floating head pressure control | #REF! | #REF! | Large Grocery |  | 0 | 0 | 0 | #REF! | #REF! | - | 3,12 | 3,12 | 0 | 0 | #REF! | 0 | 12 | 12 | 0 | 0 | 0 | 0 | 0 | - | - |  | 0 | - | 0 | - | 0 |  | 0 | - | 0 | - | 0 |  | 0 | - | 0 | - | 0 |  | 0 | - | 0 | - | 0 | 0 | - | 15 |  | 0 | 0 | - | 0 | 0 | - |  |  |  |  | CI High Speed Rollup Doors_CI, E - Refr (RET) | CI High Speed Rollup Doors | Install floating head pressure control
217RET | 217 | RET | Refrigeration | High Speed Overhead Doors | C | Y | [5 empty] | RET | No floating head pressure control | #REF! | #REF! | Large Grocery |  | 0 | 0 | 0 | 679.2773 | 45% | - | 3,12 | 3,12 | 0 | 0 | 83.2567 | 0.17883 | 12 | 12 | 0 | 0 | 0 | 0 | 0 | - | - |  | 0 | - | 0 | - | 0 |  | 0 | - | 0 | - | 0 |  | 0 | - | 0 | - | 0 |  | 0 | - | 0 | - | 0 | 0 | - | 16 |  | 0 | 0 | - | 0 | 0 | - |  |  |  |  | CI Door Heater Controls_CI, E - Refr (RET) | CI Door Heater Controls | Install floating head pressure control
218RET | 218 | RET | Refrigeration | High Speed Overhead Doors | C | Y | [5 empty] | RET | No floating head pressure control | #REF! | #REF! | Large Grocery |  | 0 | 0 | 0 | 2952 | 0% | - | 3,12 | 3,12 | 0 | 0 | 304.59 | 0.16769 | 12 | 12 | 0 | 0 | 0 | 0 | 0 | - | - |  | 0 | - | 0 | - | 0 |  | 0 | - | 0 | - | 0 |  | 0 | - | 0 | - | 0 |  | 0 | - | 0 | - | 0 | 0 | - | 15 |  | 0 | 0 | - | 0 | 0 | - |  |  |  |  | CI ECM Coolers Freezers_CI, E - Refr (RET) | CI ECM Coolers Freezers | Install floating head pressure control
219MD | 219 | MD | Refrigeration | Commercial Solid and Glass Refrigerators and Freezers | C | Y | [5 empty] | NC, RENO, REPL | Federal standard efficiency vertical closed and horizontal closed commercial refrigerators with transparent or solid doors and self-contained condensing units | #REF! | #REF! | Small Restaurant |  | 0 | 0 | 0 | 549.982 | 24.4% | - | 3,9 | 3,9 | 0 | 0 | 153.6875 | 0.32147 | 9 | 9 | 0 | 0 | 0 | 0 | 0 | - | - |  | 0 | - | 0 | - | 0 |  | 0 | - | 0 | - | 0 |  | 0 | - | 0 | - | 0 |  | 0 | - | 0 | - | 0 | 0 | - | 12 |  | 0 | 0 | - | 0 | 0 | - |  |  |  |  | CI Glass Door Ref and Freezers_CI, E - Refr (MD) | CI Glass Door Ref and Freezers | ENERGY STAR vertical closed and horizontal closed commercial refrigerators with transparent or solid doors and self-contained condensing units
220MD | 220 | MD | Refrigeration | Q-Sync Motors for Walk-in and Reach-in Coolers/Freezers | C | Y | [5 empty] | NC, RENO | Standard efficiency built-up refrigeration systems | #REF! | #REF! | Large Grocery |  | 0 | 0 | 0 | 492.3766 | 0% | - | 8 | 8 | 0 | 0 | 96 | 0.28966 | 8 | 8 | 0 | 0 | 0 | 0 | 0 | - | - |  | 0 | - | 0 | - | 0 |  | 0 | - | 0 | - | 0 |  | 0 | - | 0 | - | 0 |  | 0 | - | 0 | - | 0 | 0 | - | 10 |  | 0 | shaded-pole motor, low-temp | - | 0 | 0 | - |  |  |  |  | CI Q Sync Motors_CI, E - Refr (MD) | CI Q Sync Motors | High efficiency built-up refrigeration systems
220RET | 220 | RET | Refrigeration | Q-Sync Motors for Walk-in and Reach-in Coolers/Freezers | C | Y | [5 empty] | RET | Standard efficiency built-up refrigeration systems | #REF! | #REF! | Large Grocery |  | 0 | 0 | 0 | 0 | 100% | - | 8 | 8 | 0 | 0 | 0 | Table | 8 | 8 | 8766 | 10 | 0 | 0 | 0 | - | - |  | 0 | - | 0 | - | 0 |  | 0 | - | 0 | - | 0 |  | 0 | - | 0 | - | 0 |  | 0 | - | 0 | - | 0 | 0 | - | 10 |  | 0 | Actual | - | 0 | 0 | - |  |  |  |  | CI Q Sync Motors_CI, E - Refr (RET) | CI Q Sync Motors | High efficiency built-up refrigeration systems
221RET | 221 | RET | Refrigeration | Automatic Door Closer for Walk-In Coolers and Freezers | C | Y | [5 empty] | RET | No auto door closures | #REF! | #REF! | Large Grocery |  | 0 | 0 | 0 | 4674 | 0% | - | 3,12 | 3,12 | 0 | 0 | 502 | 0.14075 | 12 | 12 | 0 | 0 | 0 | 0 | 0 | - | - |  | 0 | - | 0 | - | 0 |  | 0 | - | 0 | - | 0 |  | 0 | - | 0 | - | 0 |  | 0 | - | 0 | - | 0 | 0 | - | 8 |  | 0 | 0 | - | 0 | 0 | - |  |  |  |  | CI Automatic Door Closers_CI, E - Refr (RET) | CI Automatic Door Closers | Walk-in coolers and freezers with auto door closures
222RET | 222 | RET | Refrigeration | Strip Curtains for Walk-In Coolers and Freezers | C | Y | [5 empty] | RET | No strip curtains | #REF! | #REF! | Large Grocery |  | 0 | 0 | 0 | 3380.2714 | 0% | - | 3,12 | 3,12 | 0 | 0 | 933.378 | 0.46909 | 12 | 12 | 0 | 0 | 0 | 0 | 0 | - | - |  | 0 | - | 0 | - | 0 |  | 0 | - | 0 | - | 0 |  | 0 | - | 0 | - | 0 |  | 0 | - | 0 | - | 0 | 0 | - | 4 |  | 0 | 0 | - | 0 | 0 | - |  |  |  |  | CI Strip Curtains_CI, E - Refr (RET) | CI Strip Curtains | Installed Strip Curtains
223MD | 223 | MD | Refrigeration | ECM Compressor Condenser Fan Motors | C | Y | [5 empty] | NC, RENO, REPL | PSC compressor or condensing unit fan motors | #REF! | #REF! | Large Grocery |  | 0 | 0 | 0 | 5422.1451 | 0% | - | 8 | 8 | 0 | 0 | 0 | 0 | 8 | 8 | 0 | 0 | 0 | 0 | 0 | - | - |  | 0 | - | 0 | - | 0 |  | 0 | - | 0 | - | 0 |  | 0 | - | 0 | - | 0 |  | 0 | - | 0 | - | 0 | 0 | - | 15 |  | 0 | 0 | - | 0 | 0 | - |  |  |  |  | CI Refrigeration Economizers_CI, E - Refr (MD) | CI Refrigeration Economizers | ECM compressor or condensing unit fan motors
223RET | 223 | RET | Refrigeration | ECM Compressor Condenser Fan Motors | C | Y | [5 empty] | RET | Existing shaded pole or PSC compressor or condensing unit fan motors | #REF! | #REF! | Large Grocery |  | 0 | 0 | 0 | 5422.1451 | 0% | - | 8 | 8 | 0 | 0 | 0 | 0 | 8 | 8 | 0 | 0 | 0 | 0 | 0 | - | - |  | 0 | - | 0 | - | 0 |  | 0 | - | 0 | - | 0 |  | 0 | - | 0 | - | 0 |  | 0 | - | 0 | - | 0 | 0 | - | 15 |  | 0 | 0 | - | 0 | 0 | - |  |  |  |  | CI Refrigeration Economizers_CI, E - Refr (RET) | CI Refrigeration Economizers | ECM compressor or condensing unit fan motors
224MD | 224 | MD | Water Heating | Low Flow Showerheads | C | Y | [5 empty] | NC,RENO,REPL | Standard efficiency tankless gas water heater | #REF! | #REF! | Small Office | Water Heater | 0 | 0 | 0 | 1033.2922 | 34.46% | - | 11 | 11 | 0 | 0 | 12 | 0.012231 | 8 | 8 | 0 | 0 | 0 | 0 | 0 | - | - |  | 0 | - | 0 | - | 0 |  | 0 | - | 0 | - | 0 |  | 0 | - | 0 | - | 0 |  | 0 | - | 0 | - | 0 | 0 | - | 10 |  | 0 | 0 | - | 0 | 0 | - |  |  |  |  | CI Low Flow Showerheads_CI, E - HWat (MD) | CI Low Flow Showerheads | High-efficiency tankless gas water heater
224RET | 224 | RET | Water Heating | Low Flow Showerheads | C | Y | [5 empty] | RET | Existing, standard efficiency tankless gas water heater | #REF! | #REF! | Small Office | Water Heater | 0 | 0 | 0 | 52.0779 | 34.46% | - | 11 | 11 | 0 | 0 | 12 | 0.24267 | 8 | 8 | #REF! | 8 | #REF! | #REF! | 1 | - | - |  | 0 | - | 0 | - | 0 |  | 0 | - | 0 | - | 0 |  | 0 | - | 0 | - | 0 |  | 0 | - | 0 | - | 0 | 0 | - | 10 |  | 0 | 0 | - | 0 | 0 | - |  |  |  |  | CI Low Flow Showerheads_CI, P - HWat (RET) | CI Low Flow Showerheads | High-efficiency tankless gas water heater
225RET | 225 | RET | Interior Lighting | Miscellaneous Commercial/Industrial Lighting | C | Y | [5 empty] | RET | Non-LED Exit Sign | #REF! | #REF! | Small Office |  | 0 | 0 | 0 | 72.9864 | 68.06% | - | 3,6,7,23 | 3,6,7,23 | 0 | 0 | 0 | 0 | 4 | 4 | 0 | 0 | 0 | 0 | 0 | - | - |  | 0 | - | 0 | - | 0 |  | 0 | - | 0 | - | 0 | Baseline Lamp | #REF! | - | 0 | - | #REF! |  | 0 | - | 0 | - | 0 | 0 | - | 15 |  | 0 | 0 | - | 0 | 0 | - |  |  |  |  | Misc CI Ltg_CI, E - IntL [No Heat] (RET) | Misc CI Ltg | LED Exit Sign
226RET | 226 | RET | Interior Lighting | Exterior Photocell Repair | C | Y | [5 empty] | RET | Non-LED Exit Sign | #REF! | #REF! | Small Office |  | 0 | 0 | 0 | 83.36 | 95.09% | - | 3,6,7,23 | 3,6,7,23 | 0 | 0 | 65.52 | 0.96065 | 4 | 4 | 0 | 0 | 0 | 0 | 0 | - | - |  | 0 | - | 0 | - | 0 |  | 0 | - | 0 | - | 0 |  | 0 | - | 0 | - | 0 |  | 0 | - | 0 | - | 0 | 0 | - | 15 |  | 0 | 0 | - | 0 | 0 | - |  |  |  |  | Ext Photo Repair_CI, E - IntL [No Heat] (RET) | Ext Photo Repair | LED Exit Sign
227RET | 227 | RET | Exterior Lighting | Street Lighting | C | Y | [5 empty] | RET | Outdoor pole/arm- or wall-mounted luminaire with a high intensity discharge light-source | #REF! | #REF! | Small Office |  | 0 | 0 | 0 | 1165.2196 | 70.44% | - | 3,64 | 3,64 | 0 | 0 | 0 | 0 | 64 | 64 | 0 | 0 | 0 | 0 | 0 | - | - |  | 0 | - | 0 | - | 0 |  | 0 | - | 0 | - | 0 |  | 0 | - | 0 | - | 0 |  | 0 | - | 0 | - | 0 | 0 | - | 15 |  | 0 | 0 | - | 0 | 0 | - |  |  |  |  | LED Streetlighting_CI, E - ExtL (RET) | LED Streetlighting | Outdoor pole/arm- or wall-mounted luminaire with an LED light-source
227MD | 227 | MD | Exterior Lighting | Street Lighting | C | Y | [5 empty] | NC, REPL | Outdoor pole/arm- or wall-mounted luminaire with a high intensity discharge light-source | #REF! | #REF! | Small Office |  | 0 | 0 | 0 | 2534.222 | 83.66% | - | 3,64 | 3,64 | 0 | 0 | 0 | 0 | 64 | 64 | 0 | 0 | 0 | 0 | 0 | - | - |  | 0 | - | 0 | - | 0 |  | 0 | - | 0 | - | 0 |  | 0 | - | 0 | - | 0 |  | 0 | - | 0 | - | 0 | 0 | - | 15 |  | 0 | 0 | - | 0 | 0 | - |  |  |  |  | LED Streetlighting_CI, E - ExtL (MD) | LED Streetlighting | Outdoor pole/arm- or wall-mounted luminaire with an LED light-source
228RET | 228 | RET | Interior Lighting | Commercial LED Exit Signs | C | Y | [5 empty] | RET | Non-LED Exit Sign | #REF! | #REF! | Small Office |  | 0 | 0 | 0 | 125.4415 | 77.14% | - | 3,6,7,23 | 3,6,7,23 | 0 | 0 | 32.5 | 0.45512 | 4 | 4 | 0 | 0 | 0 | 0 | 0 | - | - |  | 0 | - | 0 | - | 0 |  | 0 | - | 0 | - | 0 | Baseline Lamp | 0 | - | 0 | - | 0 |  | 0 | - | 0 | - | 0 | 0 | - | 5 |  | 0 | 0 | - | 0 | 0 | - |  |  |  |  | LED Exit Signs_CI, E - IntL [No Heat] (RET) | LED Exit Signs | LED Exit Sign
229RET | 229 | RET | Interior Lighting | Ultra-Efficient LED Lighting | C | Y | [5 empty] | RET | Existing non-led lamp | #REF! | #REF! | Small Office |  | 0 | 0 | 0 | 14.7686 | 40% | - | 3,6,7,23,8 | 3,6,7,23,8 | 0 | 0 | 3.9902 | 0.38459 | 4,10 | 4,10 | 0 | 0 | 0 | 0 | 0 | - | - |  | 0 | - | 0 | - | 0 |  | 0 | - | 0 | - | 0 |  | 0 | - | 0 | - | 0 |  | 0 | - | 0 | - | 0 | 0 | - | 11 |  | 0 | 0 | - | 0 | 0 | - |  |  |  |  | Ultra-Efficient LED Ltg_CI, E - IntL [No Heat] (RET) | Ultra-Efficient LED Ltg | Ultra efficient LED Light
230RET | 230 | RET | Interior Lighting | Fluorescent Delamping | C | Y | [5 empty] | RET | Existing fluorescent fixture in overlit space | #REF! | #REF! | Small Office |  | 0 | 0 | 0 | 75.176 | 100% | - | 3,6,7,23,8 | 3,6,7,23,8 | 0 | 0 | 26.6 | 0.40848 | 4,10 | 4,10 | 0 | 0 | 0 | 0 | 0 | - | - |  | 0 | - | 0 | - | 0 |  | 0 | - | 0 | - | 0 |  | 0 | - | 0 | - | 0 |  | 0 | - | 0 | - | 0 | 0 | - | 11 |  | 0 | 0 | - | 0 | 0 | - |  |  |  |  | Fluorescent Delamping_CI, E - IntL [No Heat] (RET) | Fluorescent Delamping | Delamped fixture
[72 empty] | - |  |  |  |  | CI Lighting Controls_CI, E - IntL [No Heat] (RET) | CI Lighting Controls | Controlled LED Light
[72 empty] | - |  |  |  |  | T5 Fixtures and Lamps_CI, E - IntL [No Heat] (RET) | T5 Fixtures and Lamps
[72 empty] | - |  |  |  |  | T5 Fixtures and Lamps_CI, E - IntL [Electric Heat] (RET) | T5 Fixtures and Lamps
[72 empty] | - |  |  |  |  | T5 Fixtures and Lamps_CI, E/G - IntL (RET) | T5 Fixtures and Lamps
LAST ROW | [75 empty] | ---
Input Template Cells - DO NOT DELETE
|  |  | 11 | 2 | 5 | [6 empty] | 22 | 23 | 25 | 26 | 27 | 28 | 29 | 30 | 31 | 32 | 33 | 31 | 33 | 33 | 34 | 35 | 36 | 37 | 37 | 37 | 44 | 45 | 46 | 47 | 48 | 48 | 47 | 51 | 52 | 52 | 53 | 53 | 54 | 55 | 56 | 56 | 57 | 57 | 58 | 59 | 60 | 60 | 61 | 61 | 62 | 63 | 64 | 64 | 65 | 65 | 66 | 67 | 67 | 7 | 10 | 40 | 41 | 41 | 70 | 71 | 70 | [6 empty] | 24
Note on A3: SBower: Don't modify the column names in this row (used for lookups).
Note on C3: SBower: Must be "RET" or "MD". Part of the key field for lookups.
Note on F3: SBower: First letter of the sector.
Note on G3: SBower: Is this measure still in use (Y/N). Rows with "N" are grayed out by conditional formatting. If this is set to "N", but "In Use" in 'Measures' is set to "Y", then the cell is shaded dark gray. This happens, e.g., if the measure no longer applies in MD, but still does in RET.
Note on I3: SBower: In Process, Ready for Review, Reviewed, Finished, Dropped
Note on K3: SBower: While Measure Chars is intended to be screening-independent, some measure input calculations must be modified for specific to each screening.
Note on L3: Matthew Socks: Notes for any measure cost & savings in the PST (e.g. codes and standards).
Note on Q3: SBower: This is used in MasterCom to determine if relevant inputs (e.g., cost/kWh) should be adjusted by building type (based on kWh/kW ratios). Enter "All" if the characterization applies to all bldg types.
Note on Z3: SBower: Citation #s from the 'Citations' sheet
Note on AF3: SBower: Citation #s from the 'Citations' sheet
Note on AJ3: SBower 11/14/07: For tiered measures, this should only be applied to the lowest tier. There is no additional Deferred Replacement Credit for going to a higher tier. If the tiers included in MasterCom change over time, the BaseCostPerKwh needs to be adjusted to the lowest tier accordingly.
Note on AK3: SBower: Enter % of savings after the baseline shift relative to before the baseline shift. 100% means the same savings before and after the baseline shift. 0% means no savings after the baseline shift.
Note on BL3: SBower: When needed, copy/paste the formula from another measure, along with the adjacent "Life" lookup formula.
Note on BO3: SBower: Set value in 'Measures' sheet. SH = Space Heating (apportioned in MCom) SW = Water Heating (apportioned in MCom) Dictates how end-use fuel savings are split across fuels in MasterCom.
Note on BQ3: SBower: For Gas, this is kWh/yr per MMBtu saved.
Note on BT3: SBower: For Gas, this is gal/yr per MMBtu saved.
Note on C4: SBower: Enables INDEX with dynamic columns.
Note on A5: SBower: Do not modify the column names in this row (used for lookups).

## Electric Stove Coil Upgrade
| MEASURE GROUP DEFINITION |  |  |  | REGION | #REF!
| INPUT CELLS | CALCULATED CELLS
| MEASURE NAME | [10 empty] | TAB NAMING LOOKUPS (DEFINED BY OVERALL PROJECT, NOT SPECIFIC MEASURE)
| Short Name (Same as Tab Name!) | Long Name | Sector (full name) | Life | Life Source | [6 empty] | Fuel Type
| Electric Stove Coil Upgrade | Electric Stove Coil Upgrade | Residential | 12 | [7 empty] | Fuel | Electric | Gas | Oil | Propane
[12 empty] | Abbreviation | E | G | O | P
| TAB BREAKOUT |  |  |  |  | [PULL FORMULA DOWN] | [PULL FORMULA DOWN]
# | Primary Fuel | Secondary Fuel (blank OK) | End Use | Market (RET or MD) | Custom Field (blank OK) | Fuel Abbreviations | End Use Abbr. | UNIQUE MEASURE NAME | Long Name |  |  | Sector
1 | Electric |  | Appliances | RET | Elec Dry, SF | E | Appl | Electric Stove Coil Upgrade_Res, E - Appl [Elec Dry, SF] (RET) | Electric Stove Coil Upgrade |  |  | Sector | Residential | C&I
2 | [11 empty] | Abbreviation | Res | CI
3
4 | [11 empty] | Market
5 | [11 empty] | Market | Retrofit | Market-Driven
6 | [11 empty] | Abbreviation | RET | MD
7
8 | [11 empty] | Building Types
9 | [11 empty] | Building Types | Single Family | Multifamily | LI Single Family | LI Multifamily | Small Education - College/University | Small Education - Other | Small Grocery | Small Health - Hospital | Small Health - Other | Small Industrial Manufacturing | Small Institutional/Public Service | Small Lodging | Small Miscellaneous/Other | Small Office | Small Restaurant | Small Retail | Small Warehouse | Large Education - College/University | Large Education - Other | Large Grocery | Large Health - Hospital | Large Health - Other | Large Industrial Manufacturing | Large Institutional/Public Service | Large Lodging | Large Miscellaneous/Other | Large Office | Large Restaurant | Large Retail | Large Warehouse
10
End Use
[12 empty] | End Use | Appliances | Cooking | Cooling | Exterior Lighting | Interior Lighting | Other | Plug Loads | Refrigeration | Space Heating | Ventilation | Water Heating | Drives | Motors and VFDs | Compressed Air Systems | Process Cooling and Refrigeration | Process Heating | Total Electric | Total Gas
[12 empty] | Abbreviation | Appl | Cook | Cool | ExtL | IntL | Oth | Plug | Refr | Heat | Vent | HWat | Driv | Motr | CAS | PrC | PrH | TotE | TotG
KEY FOR MEASURE DATA ROWS
CALCULATED FIELD
ENTER MANUALLY OR FORMULAICALLY FROM CALCULATIONS SECTION
MEASURE DATA
SOURCES
| GENERAL ('Measures' Sheet) INPUTS | 1 | 2 | 3 | 4 | 5 | 6 | 7 | 8 | 9 | 10 | 1 | 2 | 3 | 4 | 5 | 6 | 7 | 8 | 9 | 10
1 | Measure Name | 1: Electric Stove Coil Upgrade_Res, E - Appl [Elec Dry, SF] (RET); SOURCES 1: Electric Stove Coil Upgrade_Res, E - Appl [Elec Dry, SF] (RET)
2 | Measure Long Name | 1: Electric Stove Coil Upgrade; SOURCES 1: -
3 | Parent Measure Name | 1: ES Clothes Dryer_Res, E - [Elec Dry, SF] (MD); SOURCES 1: -
4 | Parent Measure Long Name | 1: Electric Stove Coil Upgrade; SOURCES 1: -
5 | Sector | 1: Residential; SOURCES 1: -
6 | Description | bar: SOURCES 1
7 | Life | 1: 12; SOURCES 1: -
8 | Exist. Life | bar: SOURCES 1
9 | Primary Fuel | bar: 1 to SOURCES 1
10 | Secondary Fuel | bar: SOURCES 1
11 | Primary Fuel End Use | 1: Appliances; SOURCES 1: -
12 | Secondary Fuel End Use | bar: SOURCES 1
13 | Elec Load Shape | bar: SOURCES 1
14 | Fuel Switch (Y/N) | bar: SOURCES 1
15 | Waste Heat Adjust. (Y/N) | bar: SOURCES 1
16 | Depends On | bar: SOURCES 1
17 | Links With | 1: Electric Stove Coil Upgrade_Res, E - Appl [Elec Dry, SF] (RET); SOURCES 1: -
18 | Mutual Exclusivity | bar: SOURCES 1
19 | bar: SOURCES 1
20 | GENERAL ('MeasChars' Sheet) INPUTS | 1: Electric Stove Coil Upgrade; SOURCES 1: -
21 | Mkt (MD or RET) | 1: RET; SOURCES 1: -
22 | Target Markets (NC, RENO, REPL, RET) | 1: #REF!; SOURCES 1: -
23 | Baseline Description | bar: SOURCES 1
24 | Efficient Description | bar: SOURCES 1
25 | Start Year | 1: #REF!; SOURCES 1: -
26 | End Year | 1: #REF!; SOURCES 1: -
27 | Building type assumed for characterization | 1: Single Family; SOURCES 1: -
28 | Units for Costs & Savings Values | bar: SOURCES 1
29 | Efficient kW ¦ MMBtu | bar: SOURCES 1
30 | Baseline kW ¦ MMBtu | bar: SOURCES 1
31 | Full Load Hours | bar: SOURCES 1
32 | kWh ¦ MMBtu Annual Savings | 1: 0; SOURCES 1: -
33 | % Savings (primary fuel) | 1: 0%; SOURCES 1: 2,5; SOURCES 2: 2,5; SOURCES 3: 2,5; SOURCES 4: 2,5; SOURCES 5: 2,5; SOURCES 6: 2,5; SOURCES 7: 2,5
34 | Efficient Equip Cost | bar: SOURCES 1
35 | Baseline Equip Cost | bar: SOURCES 1
36 | Incremental Cost | 1: 0; SOURCES 1: -
37 | Incremental Cost per kWh ¦ MMBtu Saved | 1: 0; SOURCES 1: 4; SOURCES 2: 4; SOURCES 3: 4; SOURCES 4: 4; SOURCES 5: 4; SOURCES 6: 4; SOURCES 7: 4
38 | bar: SOURCES 1
39 | SECONDARY END-USE FUEL IMPACTS (MMBtu/kWh), OR Elec Impacts (kWh/MMBtu) | 1: Electric Stove Coil Upgrade; SOURCES 1: -
40 | Fossil Fuel (or Elec) Savings - increased use is negative (MMBtu/yr ¦ kWh/yr) | bar: SOURCES 1
41 | Annual Fossil Fuel (or Elec) Savings per Elec (or FF) Savings - increased is negative (MMBtu/kWh ¦ kWh/MMBtu saved) | bar: SOURCES 1
42 | bar: SOURCES 1
43 | EARLY-RETIREMENT RETROFIT MEASURE INPUTS | bar: SOURCES 1
44 | Baseline Equip. Life | bar: SOURCES 1
45 | Baseline Equip. Age | bar: SOURCES 1
46 | Baseline Cost | bar: SOURCES 1
47 | Baseline Cost per kWh ¦ MMBtu saved | bar: SOURCES 1
48 | Baseline shift savings factor (for RET) | bar: SOURCES 1
49 | bar: SOURCES 1
50 | O&M INPUTS | bar: SOURCES 1
51 | Efficient Component 1 (description) | bar: SOURCES 1
52 | Eff Component 1 Life (years) | bar: SOURCES 1
53 | Eff Component 1 Replacement Cost | bar: SOURCES 1
54 | Eff Component 1 Replacement Cost per kWh ¦ MMBtu saved | bar: SOURCES 1
55 | Efficient Component 2 (description) | bar: SOURCES 1
-
-
56 | Eff Component 2 Life (years) | bar: SOURCES 1
57 | Eff Component 2 Replacement Cost | bar: SOURCES 1
58 | Eff Component 2 Replacement Cost per kWh ¦ MMBtu saved | bar: SOURCES 1
59 | Baseline Component 1 (description) | bar: SOURCES 1
60 | Baseline Component 1 Life (years) | bar: SOURCES 1
61 | Baseline Component 1 Replacement Cost | bar: SOURCES 1
62 | Baseline Component 1 Replacement Cost per kWh ¦ MMBtu saved | bar: SOURCES 1
63 | Baseline Component 2 (description) | bar: SOURCES 1
64 | Baseline Component 2 Life (years) | bar: SOURCES 1
65 | Baseline Component 2 Replacement Cost | bar: SOURCES 1
66 | Baseline Component 2 Replacement Cost per kWh ¦ MMBtu saved | bar: SOURCES 1
67 | O&M Annual Levelized Cost ($/kWh ¦ $/MMBtu) | bar: SOURCES 1
68 | bar: SOURCES 1
69 | Water INPUTS | bar: SOURCES 1
70 | Water (gal/yr) | bar: SOURCES 1
71 | Water [gal/yr per kWh ¦ MMBtu saved] | bar: SOURCES 1
CALCULATIONS
Delta kWh = ((Load/CEFbase) – Load/CEFee) * Cycles * %Electric
Delta kW peak = (deltakWh/(Hours)) * CF
Electric Water Heater and Electric Drying | bar: 1 to SOURCES 2
| INPUTS/VARIABLES | 1: VALUE; 2: SOURCE; 3: DESCRIPTION
Note on C119: [Threaded comment] Your version of Excel allows you to read this threaded comment; however, any edits to it will get removed if the file is opened in a newer version of Excel. Learn more: https://go.microsoft.com/fwlink/?linkid=870924 Comment: Weighted average of clothes washer cycles per year (based on 2009 Residential Energy Consumption Survey (RECS) national sample survey of housing appliances section, state of Illinois. If utilities have specific evaluation results providing a more appropriate assumption for single-family or Multifamily homes, in a particular market, or geographical area then that should be used.
Note on C122: [Threaded comment] Your version of Excel allows you to read this threaded comment; however, any edits to it will get removed if the file is opened in a newer version of Excel. Learn more: https://go.microsoft.com/fwlink/?linkid=870924 Comment: Factors are IL specific. Needs a PR Baseline refresh

## ES Clothes Dryer
| MEASURE GROUP DEFINITION |  |  |  | REGION | #REF!
| INPUT CELLS | CALCULATED CELLS
| MEASURE NAME | [10 empty] | TAB NAMING LOOKUPS (DEFINED BY OVERALL PROJECT, NOT SPECIFIC MEASURE)
| Short Name (Same as Tab Name!) | Long Name | Sector (full name) | Life | Life Source | [6 empty] | Fuel Type
| ES Clothes Dryer | ENERGY STAR Clothes Dryer | Residential | 16 | IL TRM V12 | [6 empty] | Fuel | Electric | Gas | Oil | Propane
[12 empty] | Abbreviation | E | G | O | P
| TAB BREAKOUT |  |  |  |  | [PULL FORMULA DOWN] | [PULL FORMULA DOWN]
# | Primary Fuel | Secondary Fuel (blank OK) | End Use | Market (RET or MD) | Custom Field (blank OK) | Fuel Abbreviations | End Use Abbr. | UNIQUE MEASURE NAME | Long Name |  |  | Sector
1 | Electric |  | Appliances | MD | Elec Dry, SF | E | Appl | ES Clothes Dryer_Res, E - Appl [Elec Dry, SF] (MD) | ENERGY STAR Clothes Dryer |  |  | Sector | Residential | C&I
2 | [11 empty] | Abbreviation | Res | CI
3
4 | [11 empty] | Market
5 | [11 empty] | Market | Retrofit | Market-Driven
6 | [11 empty] | Abbreviation | RET | MD
7
8 | [11 empty] | Building Types
9 | [11 empty] | Building Types | Single Family | Multifamily | LI Single Family | LI Multifamily | Small Education - College/University | Small Education - Other | Small Grocery | Small Health - Hospital | Small Health - Other | Small Industrial Manufacturing | Small Institutional/Public Service | Small Lodging | Small Miscellaneous/Other | Small Office | Small Restaurant | Small Retail | Small Warehouse | Large Education - College/University | Large Education - Other | Large Grocery | Large Health - Hospital | Large Health - Other | Large Industrial Manufacturing | Large Institutional/Public Service | Large Lodging | Large Miscellaneous/Other | Large Office | Large Restaurant | Large Retail | Large Warehouse
10
End Use
[12 empty] | End Use | Appliances | Cooking | Cooling | Exterior Lighting | Interior Lighting | Other | Plug Loads | Refrigeration | Space Heating | Ventilation | Water Heating | Drives | Motors and VFDs | Compressed Air Systems | Process Cooling and Refrigeration | Process Heating | Total Electric | Total Gas
[12 empty] | Abbreviation | Appl | Cook | Cool | ExtL | IntL | Oth | Plug | Refr | Heat | Vent | HWat | Driv | Motr | CAS | PrC | PrH | TotE | TotG
KEY FOR MEASURE DATA ROWS
CALCULATED FIELD
ENTER MANUALLY OR FORMULAICALLY FROM CALCULATIONS SECTION
MEASURE DATA
SOURCES
| GENERAL ('Measures' Sheet) INPUTS | 1 | 2 | 3 | 4 | 5 | 6 | 7 | 8 | 9 | 10 | 1 | 2 | 3 | 4 | 5 | 6 | 7 | 8 | 9 | 10
1 | Measure Name | 1: ES Clothes Dryer_Res, E - Appl [Elec Dry, SF] (MD); SOURCES 1: ES Clothes Dryer_Res, E - Appl [Elec Dry, SF] (MD)
2 | Measure Long Name | 1: ENERGY STAR Clothes Dryer; SOURCES 1: -
3 | Parent Measure Name | 1: ES Clothes Dryer_Res, E - [Elec Dry, SF] (MD); SOURCES 1: -
4 | Parent Measure Long Name | 1: ENERGY STAR Clothes Dryer; SOURCES 1: -
5 | Sector | 1: Residential; SOURCES 1: -
6 | Description | 1: This measure includes replacement of failed or working clothes dryer in existing homes with ENERGY STAR clothes dryer, or installation of an ENERGY STAR clothes dryer in a new home. This measure applies to clothes dryer that use electric drying.; SOURCES 1: -
7 | Life | 1: 16; SOURCES 1: -
8 | Exist. Life | bar: 1 to SOURCES 1
9 | Primary Fuel | bar: 1 to SOURCES 1
10 | Secondary Fuel | bar: 1 to SOURCES 1
11 | Primary Fuel End Use | 1: Appliances; SOURCES 1: -
12 | Secondary Fuel End Use | bar: 1 to SOURCES 1
13 | Elec Load Shape | bar: 1 to SOURCES 1
14 | Fuel Switch (Y/N) | bar: 1 to SOURCES 1
15 | Waste Heat Adjust. (Y/N) | bar: 1 to SOURCES 1
16 | Depends On | bar: 1 to SOURCES 1
17 | Links With | 1: ES Clothes Dryer_Res, E - Appl [Elec Dry, SF] (MD); SOURCES 1: -
18 | Mutual Exclusivity | bar: 1 to SOURCES 1
19 | bar: SOURCES 1
20 | GENERAL ('MeasChars' Sheet) INPUTS | 1: ENERGY STAR Clothes Dryer; SOURCES 1: -
21 | Mkt (MD or RET) | bar: 1 to SOURCES 1
22 | Target Markets (NC, RENO, REPL, RET) | 1: #REF!; SOURCES 1: -
23 | Baseline Description | 1: Existing or new Non-ENERGY STAR Clothes Dryer with electric drying; SOURCES 1: -
24 | Efficient Description | 1: ENERGY STAR Clothes Dryer with electric drying; SOURCES 1: -
25 | Start Year | 1: #REF!; SOURCES 1: -
26 | End Year | 1: #REF!; SOURCES 1: -
27 | Building type assumed for characterization | 1: Single Family; SOURCES 1: -
28 | Units for Costs & Savings Values | 1: per washer; SOURCES 1: -
29 | Efficient kW ¦ MMBtu | bar: 1 to SOURCES 1
30 | Baseline kW ¦ MMBtu | bar: 1 to SOURCES 1
31 | Full Load Hours | bar: 1 to SOURCES 1
32 | kWh ¦ MMBtu Annual Savings | 1: 124.2321; SOURCES 1: -
33 | % Savings (primary fuel) | 1: 27.36%; SOURCES 1: 2,5; SOURCES 2: 2,5; SOURCES 3: 2,5; SOURCES 4: 2,5; SOURCES 5: 2,5; SOURCES 6: 2,5; SOURCES 7: 2,5
34 | Efficient Equip Cost | bar: 1 to SOURCES 1
35 | Baseline Equip Cost | bar: 1 to SOURCES 1
36 | Incremental Cost | 1: 278.5; SOURCES 1: -
37 | Incremental Cost per kWh ¦ MMBtu Saved | 1: 2.605; SOURCES 1: 4; SOURCES 2: 4; SOURCES 3: 4; SOURCES 4: 4; SOURCES 5: 4; SOURCES 6: 4; SOURCES 7: 4
38 | bar: SOURCES 1
39 | SECONDARY END-USE FUEL IMPACTS (MMBtu/kWh), OR Elec Impacts (kWh/MMBtu) | 1: ENERGY STAR Clothes Dryer; SOURCES 1: -
40 | Fossil Fuel (or Elec) Savings - increased use is negative (MMBtu/yr ¦ kWh/yr) | bar: 1 to SOURCES 1
41 | Annual Fossil Fuel (or Elec) Savings per Elec (or FF) Savings - increased is negative (MMBtu/kWh ¦ kWh/MMBtu saved) | bar: 1 to SOURCES 1
42 | bar: SOURCES 1
43 | EARLY-RETIREMENT RETROFIT MEASURE INPUTS | bar: SOURCES 1
44 | Baseline Equip. Life | bar: 1 to SOURCES 1
45 | Baseline Equip. Age | bar: 1 to SOURCES 1
46 | Baseline Cost | bar: 1 to SOURCES 1
47 | Baseline Cost per kWh ¦ MMBtu saved | bar: 1 to SOURCES 1
48 | Baseline shift savings factor (for RET) | bar: 1 to SOURCES 1
49 | bar: SOURCES 1
50 | O&M INPUTS | bar: SOURCES 1
51 | Efficient Component 1 (description) | bar: 1 to SOURCES 1
52 | Eff Component 1 Life (years) | bar: 1 to SOURCES 1
53 | Eff Component 1 Replacement Cost | bar: 1 to SOURCES 1
54 | Eff Component 1 Replacement Cost per kWh ¦ MMBtu saved | bar: 1 to SOURCES 1
55 | Efficient Component 2 (description) | bar: 1 to SOURCES 1
-
-
56 | Eff Component 2 Life (years) | bar: 1 to SOURCES 1
57 | Eff Component 2 Replacement Cost | bar: 1 to SOURCES 1
58 | Eff Component 2 Replacement Cost per kWh ¦ MMBtu saved | bar: 1 to SOURCES 1
59 | Baseline Component 1 (description) | bar: 1 to SOURCES 1
60 | Baseline Component 1 Life (years) | bar: 1 to SOURCES 1
61 | Baseline Component 1 Replacement Cost | bar: 1 to SOURCES 1
62 | Baseline Component 1 Replacement Cost per kWh ¦ MMBtu saved | bar: 1 to SOURCES 1
63 | Baseline Component 2 (description) | bar: 1 to SOURCES 1
64 | Baseline Component 2 Life (years) | bar: 1 to SOURCES 1
65 | Baseline Component 2 Replacement Cost | bar: 1 to SOURCES 1
66 | Baseline Component 2 Replacement Cost per kWh ¦ MMBtu saved | bar: 1 to SOURCES 1
67 | O&M Annual Levelized Cost ($/kWh ¦ $/MMBtu) | bar: 1 to SOURCES 1
68 | bar: SOURCES 1
69 | Water INPUTS | bar: SOURCES 1
70 | Water (gal/yr) | bar: 1 to SOURCES 1
71 | Water [gal/yr per kWh ¦ MMBtu saved] | bar: 1 to SOURCES 1
CALCULATIONS
Delta kWh = ((Load/CEFbase) – Load/CEFee) * Cycles * %Electric
Delta kW peak = (deltakWh/(Hours)) * CF
Electric Water Heater and Electric Drying | bar: 1 to SOURCES 2
| INPUTS/VARIABLES | 1: VALUE; 2: SOURCE; 3: DESCRIPTION
| Load | 1: Table; 2: IL TRM V12, pg. 53-59; 3: Capacity of baseline clothes washer; Use defaults when actuals are unknown
| CEFbase | 1: Table; 2: IL TRM V12, pg. 53-59; 3: Combined energy factor (CEF) (lbs/kWh) of the baseline unit is based on existing federal standards energy factor and adjusted to CEF-D2 (equivalent to as if tested under Appendix D2) as performed in the ENERGY STAR analysis. 152 If product class unknown, assume electric, standard.
| CEFee | 1: Table; 2: IL TRM V12, pg. 53-59; 3: CEF (lbs/kWh) of the ENERGY STAR unit based on ENERGY STAR or ENERGY STAR Most Efficient requirements.155 If product class unknown, assume electric, standard
| Cycles | 1: 283; 2: IL TRM V12, pg. 53-59; 3: Number of clothes washer cycles per year
| %Electric | 1: 100%; 2: IL TRM V12, pg. 53-59; 3: % of dryers that are electric
| Incremental Cost | 1: Table; 2: IL TRM V12, pg. 53-59
| CF | 1: 0.038; 2: IL TRM V12, pg. 53-59; 3: Coincidence Factor
| Lifetime | 1: 16; 2: IL TRM V12, pg. 53-59; 3: Measure life of Clothes Washer
REFERENCE TABLES
| Dryer Size | 1: Load (lbs)
| Standard | 1: 8.45
| Compact | 1: 3
| Product Class | 1: CEF (lbs/kWh) under Appendix D2
| Vented Electric, Standard (≥ 4.4 ft3 | 1: 3.11
| Vented Electric, Compact (120V) (< 4.4 ft3 ) | 1: 3.01
| Vented Electric, Compact (240V) ( | 1: 2.73
| Ventless Electric, Compact (240V) ( | 1: 2.13
| Vented Gas | 1: 2.84
| Electric Heat Pump, Standard (≥ 4.4 ft3 | 1: 3.11
| Electric Heat Pump, Compact (120V) (< 4.4 ft3 ) | 1: 3.01
| Product Class | 1: ENERGY STAR; 2: ENERGY STAR Most Efficient
| Vented or Ventless Electric, Standard (≥ 4.4 ft3 | 1: 3.93; 2: 4.3
| Vented or Ventless Electric, Compact (120V) (< 4.4 ft3 ) | 1: 3.8; 2: 4.3
| Vented Electric, Compact (240V) ( | 1: 3.45; 2: 4.3
| Ventless Electric, Compact (240V) ( | 1: 2.68; 2: 3.7
| Vented Gas | 1: 3.48; 2: 3.8
| Electric Heat Pump, Standard (≥ 4.4 ft3 | 1: 3.93; 2: 6.5
| Electric Heat Pump, Compact (120V) (< 4.4 ft3 ) | 1: 3.36; 2: 6.2
| Incremental Cost | 1: 152; 2: 405
SUBMEASURE AGGREGATION - ENERGY STAR
| Clothes Dryer Configuration | 1: Load; 2: CEFbase; 3: CEFee; 4: Cycles; 5: DeltakWh; 6: Peak kW; 7: %Savings; 8: Incremental Cost; 9: Incremental Cost/kWh; 10: Weighting
| Vented or Ventless Electric, Standard (≥ 4.4 ft3 | 1: 8.45; 2: 3.11; 3: 3.93; 4: 283; 5: 160.4368; 6: 0.021543; 7: 0.20865; 8: 152; 9: 0.94741; 10: 16.67%
| Vented or Ventless Electric, Compact (120V) (< 4.4 ft3 ) | 1: 3; 2: 3.01; 3: 3.8; 4: 283; 5: 58.6387; 6: 0.0078738; 7: 0.20789; 8: 152; 9: 2.5921; 10: 16.67%
| Vented Electric, Compact (240V) ( | 1: 3; 2: 2.73; 3: 3.45; 4: 283; 5: 64.9021; 6: 0.0087148; 7: 0.2087; 8: 152; 9: 2.342; 10: 16.67%
| Ventless Electric, Compact (240V) ( | 1: 3; 2: 2.13; 3: 2.68; 4: 283; 5: 81.8005; 6: 0.010984; 7: 0.20522; 8: 152; 9: 1.8582; 10: 16.67%
| Electric Heat Pump, Standard (≥ 4.4 ft3 | 1: 8.45; 2: 3.11; 3: 3.93; 4: 283; 5: 160.4368; 6: 0.021543; 7: 0.20865; 8: 152; 9: 0.94741; 10: 16.67%
| Electric Heat Pump, Compact (120V) (< 4.4 ft3 ) | 1: 3; 2: 3.01; 3: 3.36; 4: 283; 5: 29.3812; 6: 0.0039452; 7: 0.10417; 8: 152; 9: 5.1734; 10: 16.67%
| WEIGHTED AVERAGE | 5: 92.5994; 6: 0.012434; 7: 0.19055; 8: 152; 9: 2.3101
SUBMEASURE AGGREGATION - ENERGY STAR Most Efficient
| Clothes Dryer Configuration | 1: Load; 2: CEFbase; 3: CEFee; 4: Cycles; 5: DeltakWh; 6: Peak kW; 7: %Savings; 8: Incremental Cost; 9: Incremental Cost/kWh; 10: Weighting
| Vented or Ventless Electric, Standard (≥ 4.4 ft3 | 1: 8.45; 2: 3.11; 3: 4.3; 4: 283; 5: 212.7949; 6: 0.028573; 7: 0.27674; 8: 405; 9: 1.9032; 10: 16.67%
| Vented or Ventless Electric, Compact (120V) (< 4.4 ft3 ) | 1: 3; 2: 3.01; 3: 4.3; 4: 283; 5: 84.6179; 6: 0.011362; 7: 0.3; 8: 405; 9: 4.7862; 10: 16.67%
| Vented Electric, Compact (240V) ( | 1: 3; 2: 2.73; 3: 4.3; 4: 283; 5: 113.5472; 6: 0.015247; 7: 0.36512; 8: 405; 9: 3.5668; 10: 16.67%
| Ventless Electric, Compact (240V) ( | 1: 3; 2: 2.13; 3: 3.7; 4: 283; 5: 169.1321; 6: 0.02271; 7: 0.42432; 8: 405; 9: 2.3946; 10: 16.67%
| Electric Heat Pump, Standard (≥ 4.4 ft3 | 1: 8.45; 2: 2.84; 3: 3.8; 4: 283; 5: 212.722; 6: 0.028563; 7: 0.25263; 8: 405; 9: 1.9039; 10: 16.67%
| Electric Heat Pump, Compact (120V) (< 4.4 ft3 ) | 1: 3; 2: 3.11; 3: 6.5; 4: 283; 5: 142.375; 6: 0.019117; 7: 0.52154; 8: 405; 9: 2.8446; 10: 16.67%
| WEIGHTED AVERAGE | 5: 155.8648; 6: 0.020929; 7: 0.35673; 8: 405; 9: 2.8999
Note on C119: [Threaded comment] Your version of Excel allows you to read this threaded comment; however, any edits to it will get removed if the file is opened in a newer version of Excel. Learn more: https://go.microsoft.com/fwlink/?linkid=870924 Comment: Weighted average of clothes washer cycles per year (based on 2009 Residential Energy Consumption Survey (RECS) national sample survey of housing appliances section, state of Illinois. If utilities have specific evaluation results providing a more appropriate assumption for single-family or Multifamily homes, in a particular market, or geographical area then that should be used.
Note on C122: [Threaded comment] Your version of Excel allows you to read this threaded comment; however, any edits to it will get removed if the file is opened in a newer version of Excel. Learn more: https://go.microsoft.com/fwlink/?linkid=870924 Comment: Factors are IL specific. Needs a PR Baseline refresh

## ES Dehumidifier
| MEASURE GROUP DEFINITION |  |  |  | REGION | #REF!
| INPUT CELLS | CALCULATED CELLS
| MEASURE NAME | [10 empty] | TAB NAMING LOOKUPS (DEFINED BY OVERALL PROJECT, NOT SPECIFIC MEASURE)
| Short Name (Same as Tab Name!) | Long Name | Sector (full name) | Life | Life Source | [6 empty] | Fuel Type
| ES Dehumidifier | ENERGY STAR Dehumidifier | Residential | 12 | IL TRM V12 | [6 empty] | Fuel | Electric | Gas | Oil | Propane
[12 empty] | Abbreviation | E | G | O | P
| TAB BREAKOUT |  |  |  |  | [PULL FORMULA DOWN] | [PULL FORMULA DOWN]
# | Primary Fuel | Secondary Fuel (blank OK) | End Use | Market (RET or MD) | Custom Field (blank OK) | Fuel Abbreviations | End Use Abbr. | UNIQUE MEASURE NAME | Long Name |  |  | Sector
1 | Electric |  | Appliances | MD |  | E | Appl | ES Dehumidifier_Res, E - Appl (MD) | ENERGY STAR Dehumidifier |  |  | Sector | Residential | C&I
2 | [11 empty] | Abbreviation | Res | CI
3
4 | [11 empty] | Market
5 | [11 empty] | Market | Retrofit | Market-Driven
6 | [11 empty] | Abbreviation | RET | MD
7
8 | [11 empty] | Building Types
9 | [11 empty] | Building Types | Single Family | Multifamily | LI Single Family | LI Multifamily | Small Education - College/University | Small Education - Other | Small Grocery | Small Health - Hospital | Small Health - Other | Small Industrial Manufacturing | Small Institutional/Public Service | Small Lodging | Small Miscellaneous/Other | Small Office | Small Restaurant | Small Retail | Small Warehouse | Large Education - College/University | Large Education - Other | Large Grocery | Large Health - Hospital | Large Health - Other | Large Industrial Manufacturing | Large Institutional/Public Service | Large Lodging | Large Miscellaneous/Other | Large Office | Large Restaurant | Large Retail | Large Warehouse
10
End Use
[12 empty] | End Use | Appliances | Cooking | Cooling | Exterior Lighting | Interior Lighting | Other | Plug Loads | Refrigeration | Space Heating | Ventilation | Water Heating | Drives | Motors and VFDs | Compressed Air Systems | Process Cooling and Refrigeration | Process Heating | Total Electric | Total Gas
[12 empty] | Abbreviation | Appl | Cook | Cool | ExtL | IntL | Oth | Plug | Refr | Heat | Vent | HWat | Driv | Motr | CAS | PrC | PrH | TotE | TotG
KEY FOR MEASURE DATA ROWS
CALCULATED FIELD
ENTER MANUALLY OR FORMULAICALLY FROM CALCULATIONS SECTION
MEASURE DATA
SOURCES
| GENERAL ('Measures' Sheet) INPUTS | 1 | 2 | 3 | 4 | 5 | 6 | 7 | 8 | 9 | 10 | 1 | 2 | 3 | 4 | 5 | 6 | 7 | 8 | 9 | 10
1 | Measure Name | 1: ES Dehumidifier_Res, E - Appl (MD); SOURCES 1: ES Dehumidifier_Res, E - Appl (MD)
2 | Measure Long Name | 1: ENERGY STAR Dehumidifier; SOURCES 1: -
3 | Parent Measure Name | 1: ES Dehumidifier_Res, E - Appl (MD); SOURCES 1: -
4 | Parent Measure Long Name | 1: ENERGY STAR Dehumidifier; SOURCES 1: -
5 | Sector | 1: Residential; SOURCES 1: -
6 | Description | 1: This measure includes installation of a new ENERGY STAR Dehumidifier or replacement of an old dehumidifier with an ENERGY STAR unit.; SOURCES 1: -
7 | Life | 1: 12; SOURCES 1: -
8 | Exist. Life | bar: SOURCES 1
9 | Primary Fuel | bar: 1 to SOURCES 1
10 | Secondary Fuel | bar: SOURCES 1
11 | Primary Fuel End Use | 1: Appliances; SOURCES 1: -
12 | Secondary Fuel End Use | bar: SOURCES 1
13 | Elec Load Shape | bar: SOURCES 1
14 | Fuel Switch (Y/N) | bar: SOURCES 1
15 | Waste Heat Adjust. (Y/N) | bar: SOURCES 1
16 | Depends On | bar: SOURCES 1
17 | Links With | bar: SOURCES 1
18 | Mutual Exclusivity | bar: SOURCES 1
19 | bar: SOURCES 1
20 | GENERAL ('MeasChars' Sheet) INPUTS | 1: ENERGY STAR Dehumidifier; SOURCES 1: -
21 | Mkt (MD or RET) | bar: 1 to SOURCES 1
22 | Target Markets (NC, RENO, REPL, RET) | 1: #REF!; SOURCES 1: -
23 | Baseline Description | 1: Existing or dehumidifier or new standard dehumidifier meeting the federal minimum standard; SOURCES 1: -
24 | Efficient Description | 1: New ENERGY STAR dehumidifier; SOURCES 1: -
25 | Start Year | 1: #REF!; SOURCES 1: -
26 | End Year | 1: #REF!; SOURCES 1: -
27 | Building type assumed for characterization | 1: Single Family; SOURCES 1: -
28 | Units for Costs & Savings Values | bar: SOURCES 1
29 | Efficient kW ¦ MMBtu | bar: SOURCES 1
30 | Baseline kW ¦ MMBtu | bar: SOURCES 1
31 | Full Load Hours | bar: SOURCES 1
32 | kWh ¦ MMBtu Annual Savings | 1: 177.6038; SOURCES 1: -
33 | % Savings (primary fuel) | 1: 0.16738; SOURCES 1: 2,5
34 | Efficient Equip Cost | bar: SOURCES 1
35 | Baseline Equip Cost | bar: SOURCES 1
36 | Incremental Cost | 1: 42.5; SOURCES 1: -
37 | Incremental Cost per kWh ¦ MMBtu Saved | 1: 0.23839; SOURCES 1: 47
38 | bar: SOURCES 1
39 | SECONDARY END-USE FUEL IMPACTS (MMBtu/kWh), OR Elec Impacts (kWh/MMBtu) | 1: ENERGY STAR Dehumidifier; SOURCES 1: -
40 | Fossil Fuel (or Elec) Savings - increased use is negative (MMBtu/yr ¦ kWh/yr) | bar: SOURCES 1
41 | Annual Fossil Fuel (or Elec) Savings per Elec (or FF) Savings - increased is negative (MMBtu/kWh ¦ kWh/MMBtu saved) | bar: SOURCES 1
42 | bar: SOURCES 1
43 | EARLY-RETIREMENT RETROFIT MEASURE INPUTS | bar: SOURCES 1
44 | Baseline Equip. Life | bar: SOURCES 1
45 | Baseline Equip. Age | bar: SOURCES 1
46 | Baseline Cost | bar: SOURCES 1
47 | Baseline Cost per kWh ¦ MMBtu saved | bar: SOURCES 1
48 | Baseline shift savings factor (for RET) | bar: SOURCES 1
49 | bar: SOURCES 1
50 | O&M INPUTS | bar: SOURCES 1
51 | Efficient Component 1 (description) | bar: SOURCES 1
52 | Eff Component 1 Life (years) | bar: SOURCES 1
53 | Eff Component 1 Replacement Cost | bar: SOURCES 1
54 | Eff Component 1 Replacement Cost per kWh ¦ MMBtu saved | bar: SOURCES 1
55 | Efficient Component 2 (description) | bar: SOURCES 1
56 | Eff Component 2 Life (years) | bar: SOURCES 1
57 | Eff Component 2 Replacement Cost | bar: SOURCES 1
58 | Eff Component 2 Replacement Cost per kWh ¦ MMBtu saved | bar: SOURCES 1
59 | Baseline Component 1 (description) | bar: SOURCES 1
60 | Baseline Component 1 Life (years) | bar: SOURCES 1
61 | Baseline Component 1 Replacement Cost | bar: SOURCES 1
62 | Baseline Component 1 Replacement Cost per kWh ¦ MMBtu saved | bar: SOURCES 1
63 | Baseline Component 2 (description) | bar: SOURCES 1
64 | Baseline Component 2 Life (years) | bar: SOURCES 1
65 | Baseline Component 2 Replacement Cost | bar: SOURCES 1
66 | Baseline Component 2 Replacement Cost per kWh ¦ MMBtu saved | bar: SOURCES 1
67 | O&M Annual Levelized Cost ($/kWh ¦ $/MMBtu) | bar: SOURCES 1
68 | bar: SOURCES 1
69 | Water INPUTS | bar: SOURCES 1
70 | Water (gal/yr) | bar: SOURCES 1
71 | Water [gal/yr per kWh ¦ MMBtu saved] | bar: SOURCES 1
CALCULATIONS
ALGORITHMS
Unit kWh Savings per Year = (((Cap*0.473)/24)*Hours)*(1/(L/kWhb)-(1/(L/kWheff))
Unit kW Savings = UnitkWh Savings per Year * CF/Hours
| INPUTS/VARIABLES | 1: VALUE; 2: SOURCE; 3: DESCRIPTION
| CAP (pints/day) | 1: Table; 2: IL TRM V12, pg. 20-23; 3: Capacity of the unit in pints/day
| Conversion Factor (liters/pint) | 1: 0.473; 2: IL TRM V12, pg. 20-23; 3: Constant to convert pints to liters
| Hours | 1: 2200; 2: IL TRM V12, pg. 20-23; 3: Run hours per year
| L/kWhb | 1: Table; 2: IL TRM V12, pg. 20-23; 3: Liters of water per kWh removed by baseline standard efficiency unit
| L/kWheff | 1: Table; 2: IL TRM V12, pg. 20-23; 3: Liters of water per kWh removed by new ENERGY STAR unit
| CF | 1: 0.5; 2: IL TRM V12, pg. 20-23; 3: Coincidence Factor
| Measure Life | 1: 12; 2: IL TRM V12, pg. 20-23; 3: Measure life of the dehumidifier
| Incremental Cost | 1: Table; 2: IL TRM V12, pg. 20-23
REFERENCE TABLES
| Performance Characteristics | 3: L/kWhb; 4: L/kWheff; 5: L/kWheff
| Bin | 1: Min; 2: Max; 3: Min Fed Standard; 4: Min ENERGY STAR; 5: Min ENERGY STAR Most Efficient
| 1 | 1: 0; 2: 25; 3: 1.3; 4: 1.57; 5: 1.7
| 2 | 1: 25.01; 2: 50; 3: 1.6; 4: 1.8; 5: 1.9
| 3 | 1: 50.01; 2: 155; 3: 2.8; 4: 3.3; 5: 3.4
| COST | 4: 10; 5: 75
| SUBMEASURE AGGREGATION ENERGY STAR MOST EFFICIENT | SOURCES 1: Weighting
| CAP | 1: L/kWhb; 2: L/kWheff; 3: Unit kWh Savings per Year; 4: Unit Peak kW Savings; 5: Unit kW Savings; 6: Base kWh; 7: EE kWh; 8: delta kWh; 9: % Savings; 10: Incremental Cost per kWh Savings
| 20 | 1: 1.3; 2: 1.7; 3: 156.9532; 4: 0.035671; 5: 0.071342; 6: 667.0513; 7: 510.098; 8: 156.9532; 9: 23.53%; 10: 0.47785; SOURCES 1: 33.33%
| 37.5 | 1: 1.6; 2: 1.9; 3: 160.4544; 4: 0.036467; 5: 0.072934; 6: 1016.2109; 7: 855.7566; 8: 160.4544; 9: 15.79%; 10: 0.46742; SOURCES 1: 33.33%
| 102.5 | 1: 2.8; 2: 3.4; 3: 280.0985; 4: 0.063659; 5: 0.12732; 6: 1587.2247; 7: 1307.1262; 8: 280.0985; 9: 17.65%; 10: 0.26776; SOURCES 1: 33.33%
| 38.9 | 1: 1.6; 2: 1.9; 3: 166.4447; 4: 0.037828; 5: 0.075657; 6: 1054.1495; 7: 887.7048; 8: 166.4447; 9: 0.15789; 10: 0.4506
| 53.3333 | 1: 1.9; 2: 2.3333; 3: 199.1687; 4: 0.045266; 5: 0.090531; 6: 1090.1623; 7: 890.9936; 8: 199.1687; 9: 0.18989; 10: 0.40434
| SUBMEASURE AGGREGATION ENERGY STAR | SOURCES 1: Weighting
| CAP | 1: L/kWhb; 2: L/kWheff; 3: Unit kWh Savings per Year; 4: Unit Peak kW Savings; 5: Unit kW Savings; 6: Base kWh; 7: EE kWh; 8: delta kWh; 9: % Savings; 10: Incremental Cost per kWh Savings
| 20 | 1: 1.3; 2: 1.57; 3: 114.7158; 4: 0.026072; 5: 0.052144; 6: 667.0513; 7: 552.3355; 8: 114.7158; 9: 17.2%; 10: 0.087172; SOURCES 1: 33.33%
| 37.5 | 1: 1.6; 2: 1.8; 3: 112.9123; 4: 0.025662; 5: 0.051324; 6: 1016.2109; 7: 903.2986; 8: 112.9123; 9: 11.11%; 10: 0.088564; SOURCES 1: 33.33%
| 102.5 | 1: 2.8; 2: 3.3; 3: 240.4886; 4: 0.054656; 5: 0.10931; 6: 1587.2247; 7: 1346.7361; 8: 240.4886; 9: 15.15%; 10: 0.041582; SOURCES 1: 33.33%
| 38.9 | 1: 1.6; 2: 1.9; 3: 166.4447; 4: 0.037828; 5: 0.075657; 6: 1054.1495; 7: 887.7048; 8: 166.4447; 9: 0.15789; 10: 0.06008
| 53.3333 | 1: 1.9; 2: 2.2233; 3: 156.0389; 4: 0.035463; 5: 0.070927; 6: 1090.1623; 7: 934.1234; 8: 156.0389; 9: 0.14487; 10: 0.072439
Note on C114: [Threaded comment] Your version of Excel allows you to read this threaded comment; however, any edits to it will get removed if the file is opened in a newer version of Excel. Learn more: https://go.microsoft.com/fwlink/?linkid=870924 Comment: From IL TRM, source seems to be central to Midwestern states: Based on Mattison et al., “Dehumidifiers: A Major Consumer of Residential Electricity”, Cautley et al., “Dehumidification and Subslab Ventilation in Wisconsin Homes” and Yang et al., “Dehumidifier Use in the U.S. Residential Sector”, all indicating average usage around 2,200 hours per year.
Note on B132: [Threaded comment] Your version of Excel allows you to read this threaded comment; however, any edits to it will get removed if the file is opened in a newer version of Excel. Learn more: https://go.microsoft.com/fwlink/?linkid=870924 Comment: Average of the Bins in the reference table above. Practice followed by IL TRM
Note on B135: [Threaded comment] Your version of Excel allows you to read this threaded comment; however, any edits to it will get removed if the file is opened in a newer version of Excel. Learn more: https://go.microsoft.com/fwlink/?linkid=870924 Comment: IL TRM uses a different Average metric. Sourced from: Weighted Overall average based on ENERGY STAR Products List 2020 for Dehumidifiers, accessed May 2020. See sheet ESTAR2020-5 in file “ENERGY STAR Dehumidifier TRM Analysis_2021.xlsx”
Note on B140: [Threaded comment] Your version of Excel allows you to read this threaded comment; however, any edits to it will get removed if the file is opened in a newer version of Excel. Learn more: https://go.microsoft.com/fwlink/?linkid=870924 Comment: Average of the Bins in the reference table above. Practice followed by IL TRM
Note on B143: [Threaded comment] Your version of Excel allows you to read this threaded comment; however, any edits to it will get removed if the file is opened in a newer version of Excel. Learn more: https://go.microsoft.com/fwlink/?linkid=870924 Comment: IL TRM uses a different Average metric. Sourced from: Weighted Overall average based on ENERGY STAR Products List 2020 for Dehumidifiers, accessed May 2020. See sheet ESTAR2020-5 in file “ENERGY STAR Dehumidifier TRM Analysis_2021.xlsx”

## ES Dishwasher
| MEASURE GROUP DEFINITION |  |  |  | REGION | #REF!
| INPUT CELLS | CALCULATED CELLS
| MEASURE NAME | [10 empty] | TAB NAMING LOOKUPS (DEFINED BY OVERALL PROJECT, NOT SPECIFIC MEASURE)
| Short Name (Same as Tab Name!) | Long Name | Sector (full name) | Life | Life Source | [6 empty] | Fuel Type
| ES Dishwasher | ENERGY STAR Dishwasher | Residential | 11 | IL TRM V12 | [6 empty] | Fuel | Electric | Gas | Oil | Propane
[12 empty] | Abbreviation | E | G | O | P
| TAB BREAKOUT |  |  |  |  | [PULL FORMULA DOWN] | [PULL FORMULA DOWN]
# | Primary Fuel | Secondary Fuel (blank OK) | End Use | Market (RET or MD) | Custom Field (blank OK) | Fuel Abbreviations | End Use Abbr. | UNIQUE MEASURE NAME | Long Name |  |  | Sector
1 | Electric |  | Appliances | MD | Elec Water Heating | E | Appl | ES Dishwasher_Res, E - Appl [Elec Water Heating] (MD) | ENERGY STAR Dishwasher |  |  | Sector | Residential | C&I
2 | Electric |  | Water Heating | MD | Elec Water Heating | E | HWat | ES Dishwasher_Res, E - HWat [Elec Water Heating] (MD) | ENERGY STAR Dishwasher |  |  | Abbreviation | Res | CI
3
4 | [11 empty] | Market
5 | [11 empty] | Market | Retrofit | Market-Driven
6 | [11 empty] | Abbreviation | RET | MD
7
8 | [11 empty] | Building Types
9 | [11 empty] | Building Types | Single Family | Multifamily | LI Single Family | LI Multifamily | Small Education - College/University | Small Education - Other | Small Grocery | Small Health - Hospital | Small Health - Other | Small Industrial Manufacturing | Small Institutional/Public Service | Small Lodging | Small Miscellaneous/Other | Small Office | Small Restaurant | Small Retail | Small Warehouse | Large Education - College/University | Large Education - Other | Large Grocery | Large Health - Hospital | Large Health - Other | Large Industrial Manufacturing | Large Institutional/Public Service | Large Lodging | Large Miscellaneous/Other | Large Office | Large Restaurant | Large Retail | Large Warehouse
10
End Use
[12 empty] | End Use | Appliances | Cooking | Cooling | Exterior Lighting | Interior Lighting | Other | Plug Loads | Refrigeration | Space Heating | Ventilation | Water Heating | Drives | Motors and VFDs | Compressed Air Systems | Process Cooling and Refrigeration | Process Heating | Total Electric | Total Gas
[12 empty] | Abbreviation | Appl | Cook | Cool | ExtL | IntL | Oth | Plug | Refr | Heat | Vent | HWat | Driv | Motr | CAS | PrC | PrH | TotE | TotG
KEY FOR MEASURE DATA ROWS
CALCULATED FIELD
ENTER MANUALLY OR FORMULAICALLY FROM CALCULATIONS SECTION
MEASURE DATA
SOURCES
| GENERAL ('Measures' Sheet) INPUTS | 1 | 2 | 3 | 4 | 5 | 6 | 7 | 8 | 9 | 10 | 1 | 2 | 3 | 4 | 5 | 6 | 7 | 8 | 9 | 10
1 | Measure Name | 1: ES Dishwasher_Res, E - Appl [Elec Water Heating] (MD); 2: ES Dishwasher_Res, E - HWat [Elec Water Heating] (MD); SOURCES 1: ES Dishwasher_Res, E - Appl [Elec Water Heating] (MD); SOURCES 2: ES Dishwasher_Res, E - HWat [Elec Water Heating] (MD)
2 | Measure Long Name | 1: ENERGY STAR Dishwasher; 2: ENERGY STAR Dishwasher; SOURCES 1: -; SOURCES 2: -
3 | Parent Measure Name | 1: ES Dishwasher_Res, E - [Elec Water Heating] (MD); 2: ES Dishwasher_Res, E - [Elec Water Heating] (MD); SOURCES 1: -; SOURCES 2: -
4 | Parent Measure Long Name | 1: ENERGY STAR Dishwasher_Res, E - [Elec Water Heating] (MD); 2: ENERGY STAR Dishwasher_Res, E - [Elec Water Heating] (MD); SOURCES 1: -; SOURCES 2: -
5 | Sector | 1: Residential; 2: Residential; SOURCES 1: -; SOURCES 2: -
6 | Description | 1: This measure includes installation of a new ENERGY STAR Dishwasher or replacement of an old dishwasher with an ENERGY STAR unit. This measure applies to dishwashers with electric water heating.; 2: This measure includes installation of a new ENERGY STAR Dishwasher or replacement of an old dishwasher with an ENERGY STAR unit. This measure applies to dishwashers with electric water heating.; SOURCES 1: -; SOURCES 2: -
7 | Life | 1: 11; 2: 11; SOURCES 1: -; SOURCES 2: -
8 | Exist. Life | bar: SOURCES 1 to SOURCES 2
9 | Primary Fuel | bar: 1 to SOURCES 2
10 | Secondary Fuel | bar: 1 to SOURCES 2
11 | Primary Fuel End Use | 1: Appliances; 2: Water Heating; SOURCES 1: -; SOURCES 2: -
12 | Secondary Fuel End Use | bar: SOURCES 1 to SOURCES 2
13 | Elec Load Shape | bar: SOURCES 1 to SOURCES 2
14 | Fuel Switch (Y/N) | bar: SOURCES 1 to SOURCES 2
15 | Waste Heat Adjust. (Y/N) | bar: SOURCES 1 to SOURCES 2
16 | Depends On | bar: SOURCES 1 to SOURCES 2
17 | Links With | 1: ES Dishwasher_Res, E - Appl [Elec Water Heating] (MD); 2: ES Dishwasher_Res, E - Appl [Elec Water Heating] (MD); SOURCES 1: -; SOURCES 2: -
18 | Mutual Exclusivity | bar: SOURCES 1 to SOURCES 2
19 | bar: SOURCES 1 to SOURCES 2
20 | GENERAL ('MeasChars' Sheet) INPUTS | 1: ENERGY STAR Dishwasher; 2: ENERGY STAR Dishwasher; SOURCES 1: -; SOURCES 2: -
21 | Mkt (MD or RET) | bar: 1 to SOURCES 2
22 | Target Markets (NC, RENO, REPL, RET) | bar: SOURCES 1 to SOURCES 2
23 | Baseline Description | 1: Baseline or Existing Non-ENERGY STAR Dishwasher; 2: Baseline or Existing Non-ENERGY STAR Dishwasher; SOURCES 1: -; SOURCES 2: -
24 | Efficient Description | 1: ENERGY STAR Dishwasher; 2: ENERGY STAR Dishwasher; SOURCES 1: -; SOURCES 2: -
25 | Start Year | 1: #REF!; 2: 2024; SOURCES 1: -; SOURCES 2: -
26 | End Year | 1: #REF!; 2: 2027; SOURCES 1: -; SOURCES 2: -
27 | Building type assumed for characterization | 1: Single Family; 2: Single Family; SOURCES 1: -; SOURCES 2: -
28 | Units for Costs & Savings Values | bar: SOURCES 1 to SOURCES 2
29 | Efficient kW ¦ MMBtu | bar: SOURCES 1 to SOURCES 2
30 | Baseline kW ¦ MMBtu | bar: SOURCES 1 to SOURCES 2
31 | Full Load Hours | bar: SOURCES 1 to SOURCES 2
32 | kWh ¦ MMBtu Annual Savings | 1: 28.8933; 2: 36.7733; SOURCES 1: -; SOURCES 2: -
33 | % Savings (primary fuel) | 1: 0.10574; 2: 0.13458; SOURCES 1: 2,8; SOURCES 2: 2,8; SOURCES 3: 2,8
34 | Efficient Equip Cost | bar: SOURCES 1 to SOURCES 2
35 | Baseline Equip Cost | bar: SOURCES 1 to SOURCES 2
36 | Incremental Cost | bar: SOURCES 1 to SOURCES 2
37 | Incremental Cost per kWh ¦ MMBtu Saved | 1: 1.8143; SOURCES 1: 9; SOURCES 2: 9; SOURCES 3: 9
38 | bar: SOURCES 1 to SOURCES 2
39 | SECONDARY END-USE FUEL IMPACTS (MMBtu/kWh), OR Elec Impacts (kWh/MMBtu) | 1: ENERGY STAR Dishwasher; 2: ENERGY STAR Dishwasher; SOURCES 1: -; SOURCES 2: -
40 | Fossil Fuel (or Elec) Savings - increased use is negative (MMBtu/yr ¦ kWh/yr) | bar: SOURCES 1 to SOURCES 2
41 | Annual Fossil Fuel (or Elec) Savings per Elec (or FF) Savings - increased is negative (MMBtu/kWh ¦ kWh/MMBtu saved) | bar: SOURCES 1 to SOURCES 2
42 | bar: SOURCES 1 to SOURCES 2
43 | EARLY-RETIREMENT RETROFIT MEASURE INPUTS | bar: SOURCES 1 to SOURCES 2
44 | Baseline Equip. Life | bar: SOURCES 1 to SOURCES 2
45 | Baseline Equip. Age | bar: SOURCES 1 to SOURCES 2
46 | Baseline Cost | bar: SOURCES 1 to SOURCES 2
47 | Baseline Cost per kWh ¦ MMBtu saved | bar: SOURCES 1 to SOURCES 2
48 | Baseline shift savings factor (for RET) | bar: SOURCES 1 to SOURCES 2
49 | bar: SOURCES 1 to SOURCES 2
50 | O&M INPUTS | bar: SOURCES 1 to SOURCES 2
51 | Efficient Component 1 (description) | bar: SOURCES 1 to SOURCES 2
52 | Eff Component 1 Life (years) | bar: SOURCES 1 to SOURCES 2
53 | Eff Component 1 Replacement Cost | bar: SOURCES 1 to SOURCES 2
54 | Eff Component 1 Replacement Cost per kWh ¦ MMBtu saved | bar: SOURCES 1 to SOURCES 2
55 | Efficient Component 2 (description) | bar: SOURCES 1 to SOURCES 2
56 | Eff Component 2 Life (years) | bar: SOURCES 1 to SOURCES 2
57 | Eff Component 2 Replacement Cost | bar: SOURCES 1 to SOURCES 2
58 | Eff Component 2 Replacement Cost per kWh ¦ MMBtu saved | bar: SOURCES 1 to SOURCES 2
59 | Baseline Component 1 (description) | bar: SOURCES 1 to SOURCES 2
60 | Baseline Component 1 Life (years) | bar: SOURCES 1 to SOURCES 2
61 | Baseline Component 1 Replacement Cost | bar: SOURCES 1 to SOURCES 2
62 | Baseline Component 1 Replacement Cost per kWh ¦ MMBtu saved | bar: SOURCES 1 to SOURCES 2
63 | Baseline Component 2 (description) | bar: SOURCES 1 to SOURCES 2
64 | Baseline Component 2 Life (years) | bar: SOURCES 1 to SOURCES 2
65 | Baseline Component 2 Replacement Cost | bar: SOURCES 1 to SOURCES 2
66 | Baseline Component 2 Replacement Cost per kWh ¦ MMBtu saved | bar: SOURCES 1 to SOURCES 2
67 | O&M Annual Levelized Cost ($/kWh ¦ $/MMBtu) | bar: SOURCES 1 to SOURCES 2
68 | bar: SOURCES 1 to SOURCES 2
69 | Water INPUTS | bar: SOURCES 1 to SOURCES 2
70 | Water (gal/yr) | bar: SOURCES 1 to SOURCES 2
71 | Water [gal/yr per kWh ¦ MMBtu saved] | bar: SOURCES 1 to SOURCES 2
CALCULATIONS
ALGORITHMS
Appliance kWh Savings per Year = ((kWh_base - kWh_ESTAR)*(%kWh_op + (%kWh_heat * %Electric_DHW)))
Water Pumping kWh Savings per Year = delWater*Ewatertotal/1,000,000
| INPUTS/VARIABLES | 1: VALUE; 2: SOURCE; 3: DESCRIPTION
| kWh_ESTAR | 1: Table; 2: IL TRM V12, pg. 24-29; 3: ENERGY STAR kWh annual consumption
| kWh_base | 1: Table; 2: IL TRM V12, pg. 24-29; 3: Baseline kWh consumption per year
| %kWh_op | 1: 44%; 2: IL TRM V12, pg. 24-29; 3: Percentage of dishwasher energy consumption used for unit operation; 5 ENERGY STAR Qualified Appliance Savings Calculator, last updated October 2016.
| %kWh_heat | 1: 56%; 2: IL TRM V12, pg. 24-29; 3: Percentage of dishwasher energy consumption used for water heating; 5 ENERGY STAR Qualified Appliance Savings Calculator, last updated October 2016.
| %Electric_DHW | 1: 100%; 2: IL TRM V12, pg. 24-29; 3: Percentage of DHW savings assumed to be electric
| Hours | 1: 353; 2: IL TRM V12, pg. 24-29; 3: Run hours per year; Assuming 2.1 hours per cycle and 168 cycles per year therefore 353 operating hours per year. 168 cycles per year is based on a weighted average of dishwasher usage in Illinois derived from the 2009 RECs data.
| CF | 1: 2.6; 2: IL TRM V12, pg. 24-29; 3: electric peak coincidence factor
| Measure Life | 1: 11; 2: IL TRM V12, pg. 24-29; 3: Measure life of the Dishwasher
| delWater | 1: Table; 2: IL TRM V12, pg. 24-29
| Ewatertotal | 1: 5010; 2: IL TRM V12, pg. 24-29; 3: IL Total Water Energy Factor (kWh/Million Gallons); This factor include 2571 kWh/MG for water supply based on Illinois energy intensity data from a 2012 ISAWWA study and 2439 kWh/MG for wastewater treatment based on national energy intensity use estimates. For more information please review Elevate Energy’s ‘IL TRM: Energy per Gallon Factor, May 2018 paper’.
REFERENCE TABLES
ENERGY STAR Requirements (Version 7.0, Effective July 19, 2023)
| kWh Factors | 1: kWh_ESTAR; 2: kWh_Base
| Standard | 1: 240; 2: 310
| Standard with Connected Functionality | 1: 252; 2: 310
| Compact | 1: 155; 2: 224
| WF Factors | 1: WF_EE; 2: WF_Base
| Standard | 1: 3.2; 2: 5
| Standard with Connected Functionality | 1: 3.2; 2: -
| Compact | 1: 2; 2: 3.5
| Dishwasher Type | 1: ENERGY STAR Cost; 2: Baseline Cost
| Electric Water Heating | 1: 331.3; 2: 213.03
| Gas Water Heating | 1: 308.62; 2: 241.78
| delWater Factors | 1: delWater
| Standard | 1: 240
| Standard with Connected Functionality | 1: 252
| Compact | 1: 155
Appliance Electric Savings
SUBMEASURE AGGREGATION
| Equipment Type | 1: kWh_Base; 2: kWh_EE; 3: Unit kWh Savings; 4: Unit Peak kW Savings; 5: Unit kW Savings; 6: % Savings; 7: kWh/kW; 8: Incremental Cost per kWh Savings; 9: Weighting
| Standard | 1: 310; 2: 240; 3: 70; 4: 0.51558; 5: 0.1983; 6: 22.58%; 7: 353; 8: 1.6896; 9: 33.33%
| Standard with Connected Functionality | 1: 310; 2: 252; 3: 58; 4: 0.4272; 5: 0.16431; 6: 18.71%; 7: 353; 8: 2.0391; 9: 33.33%
| Compact | 1: 224; 2: 155; 3: 69; 4: 0.50822; 5: 0.19547; 6: 30.8%; 7: 353; 8: 1.7141; 9: 33.33%
| WEIGHTED AVERAGE | 1: 281.3333; 2: 215.6667; 3: 65.6667; 4: 0.48366; 5: 0.18602; 6: 24.03%; 7: 353; 8: 1.8143
Water Pumping Electric Savings
SUBMEASURE AGGREGATION
| Equipment Type | 1: delWater; 2: Ewatertotal; 3: kWh Savings; 4: Unit Peak kW Savings; 5: Unit kW Savings; 6: % Savings; 7: kWh/kW; 8: Incremental Cost per kWh Savings; 9: Weighting
| Standard | 1: 240; 2: 5010; 3: 1.2024; 4: 0.0088562; 5: 0.0034062; 7: 135.7692; 8: 98.3616; 9: 33.33%
| Standard with Connected Functionality | 1: 252; 2: 5010; 3: 1.2625; 4: 0.009299; 5: 0.0035765; 7: 135.7692; 8: 93.6777; 9: 33.33%
| Compact | 1: 155; 2: 5010; 3: 0.77655; 4: 0.0057196; 5: 0.0021999; 7: 135.7692; 8: 152.3018; 9: 33.33%
| WEIGHTED AVERAGE | 1: 215.6667; 2: 5010; 3: 1.0805; 4: 0.0079583; 5: 0.0030609; 6: 0%; 7: 135.7692; 8: 114.7804
Note on C120: [Threaded comment] Your version of Excel allows you to read this threaded comment; however, any edits to it will get removed if the file is opened in a newer version of Excel. Learn more: https://go.microsoft.com/fwlink/?linkid=870924 Comment: CF here is from the IL baseline work. Needs to be adjusted to PR levels
Note on C123: [Threaded comment] Your version of Excel allows you to read this threaded comment; however, any edits to it will get removed if the file is opened in a newer version of Excel. Learn more: https://go.microsoft.com/fwlink/?linkid=870924 Comment: Ewatertotal here is from the IL baseline work. Needs to be adjusted to PR levels

## Res Induction Cooking Appliance
| MEASURE GROUP DEFINITION |  |  |  | REGION | #REF!
| INPUT CELLS | CALCULATED CELLS
| MEASURE NAME | [10 empty] | TAB NAMING LOOKUPS (DEFINED BY OVERALL PROJECT, NOT SPECIFIC MEASURE)
| Short Name (Same as Tab Name!) | Long Name | Sector (full name) | Life | Life Source | [6 empty] | Fuel Type
| Res Induction Cooking Appliance | Residential Induction Cooking Appliances | Residential | 16 | IL TRM V12 | [6 empty] | Fuel | Electric | Gas | Oil | Propane
[12 empty] | Abbreviation | E | G | O | P
| TAB BREAKOUT |  |  |  |  | [PULL FORMULA DOWN] | [PULL FORMULA DOWN]
# | Primary Fuel | Secondary Fuel (blank OK) | End Use | Market (RET or MD) | Custom Field (blank OK) | Fuel Abbreviations | End Use Abbr. | UNIQUE MEASURE NAME | Long Name |  |  | Sector
1 | Electric |  | Appliances | MD |  | E | Appl | Res Induction Cooking Appliance_Res, E - Appl (MD) | Residential Induction Cooking Appliances |  |  | Sector | Residential | C&I
2 | [11 empty] | Abbreviation | Res | CI
3
4 | [11 empty] | Market
5 | [11 empty] | Market | Retrofit | Market-Driven
6 | [11 empty] | Abbreviation | RET | MD
7
8 | [11 empty] | Building Types
9 | [11 empty] | Building Types | Single Family | Multifamily | LI Single Family | LI Multifamily | Small Education - College/University | Small Education - Other | Small Grocery | Small Health - Hospital | Small Health - Other | Small Industrial Manufacturing | Small Institutional/Public Service | Small Lodging | Small Miscellaneous/Other | Small Office | Small Restaurant | Small Retail | Small Warehouse | Large Education - College/University | Large Education - Other | Large Grocery | Large Health - Hospital | Large Health - Other | Large Industrial Manufacturing | Large Institutional/Public Service | Large Lodging | Large Miscellaneous/Other | Large Office | Large Restaurant | Large Retail | Large Warehouse
10
End Use
[12 empty] | End Use | Appliances | Cooking | Cooling | Exterior Lighting | Interior Lighting | Other | Plug Loads | Refrigeration | Space Heating | Ventilation | Water Heating | Drives | Motors and VFDs | Compressed Air Systems | Process Cooling and Refrigeration | Process Heating | Total Electric | Total Gas
[12 empty] | Abbreviation | Appl | Cook | Cool | ExtL | IntL | Oth | Plug | Refr | Heat | Vent | HWat | Driv | Motr | CAS | PrC | PrH | TotE | TotG
KEY FOR MEASURE DATA ROWS
CALCULATED FIELD
ENTER MANUALLY OR FORMULAICALLY FROM CALCULATIONS SECTION
MEASURE DATA
SOURCES
| GENERAL ('Measures' Sheet) INPUTS | 1 | 2 | 3 | 4 | 5 | 6 | 7 | 8 | 9 | 10 | 1 | 2 | 3 | 4 | 5 | 6 | 7 | 8 | 9 | 10
1 | Measure Name | 1: Res Induction Cooking Appliance_Res, E - Appl (MD); SOURCES 1: Res Induction Cooking Appliance_Res, E - Appl (MD)
2 | Measure Long Name | 1: Residential Induction Cooking Appliances; SOURCES 1: -
3 | Parent Measure Name | 1: Res Induction Cooking Appliance_Res, E - Appl (MD); SOURCES 1: -
4 | Parent Measure Long Name | 1: Residential Induction Cooking Appliances; SOURCES 1: -
5 | Sector | 1: Residential; SOURCES 1: -
6 | Description | 1: This measure includes replacement of a failed Electric stove with an Induction Cooktop; SOURCES 1: -
7 | Life | 1: 16; SOURCES 1: -
8 | Exist. Life | bar: SOURCES 1
9 | Primary Fuel | bar: 1 to SOURCES 1
10 | Secondary Fuel | bar: SOURCES 1
11 | Primary Fuel End Use | 1: Appliances; SOURCES 1: -
12 | Secondary Fuel End Use | bar: SOURCES 1
13 | Elec Load Shape | bar: SOURCES 1
14 | Fuel Switch (Y/N) | bar: SOURCES 1
15 | Waste Heat Adjust. (Y/N) | bar: SOURCES 1
16 | Depends On | bar: SOURCES 1
17 | Links With | bar: SOURCES 1
18 | Mutual Exclusivity | bar: SOURCES 1
19 | bar: SOURCES 1
20 | GENERAL ('MeasChars' Sheet) INPUTS | 1: Residential Induction Cooking Appliances; SOURCES 1: -
21 | Mkt (MD or RET) | bar: 1 to SOURCES 1
22 | Target Markets (NC, RENO, REPL, RET) | 1: #REF!; SOURCES 1: -
23 | Baseline Description | 1: Electric resistance cooktop; SOURCES 1: -
24 | Efficient Description | 1: New Induction stove cooktop; SOURCES 1: -
25 | Start Year | 1: #REF!; SOURCES 1: -
26 | End Year | 1: #REF!; SOURCES 1: -
27 | Building type assumed for characterization | 1: Single Family; SOURCES 1: -
28 | Units for Costs & Savings Values | bar: SOURCES 1
29 | Efficient kW ¦ MMBtu | bar: SOURCES 1
30 | Baseline kW ¦ MMBtu | bar: SOURCES 1
31 | Full Load Hours | bar: SOURCES 1
32 | kWh ¦ MMBtu Annual Savings | 1: 11.5; SOURCES 1: -
33 | % Savings (primary fuel) | 1: 0.1036; SOURCES 1: 2
34 | Efficient Equip Cost | bar: SOURCES 1
35 | Baseline Equip Cost | bar: SOURCES 1
36 | Incremental Cost | 1: 949; SOURCES 1: -
37 | Incremental Cost per kWh ¦ MMBtu Saved | 1: 82.5217; SOURCES 1: 47
38 | bar: SOURCES 1
39 | SECONDARY END-USE FUEL IMPACTS (MMBtu/kWh), OR Elec Impacts (kWh/MMBtu) | 1: Residential Induction Cooking Appliances; SOURCES 1: -
40 | Fossil Fuel (or Elec) Savings - increased use is negative (MMBtu/yr ¦ kWh/yr) | bar: SOURCES 1
41 | Annual Fossil Fuel (or Elec) Savings per Elec (or FF) Savings - increased is negative (MMBtu/kWh ¦ kWh/MMBtu saved) | bar: SOURCES 1
42 | bar: SOURCES 1
43 | EARLY-RETIREMENT RETROFIT MEASURE INPUTS | bar: SOURCES 1
44 | Baseline Equip. Life | bar: SOURCES 1
45 | Baseline Equip. Age | bar: SOURCES 1
46 | Baseline Cost | bar: SOURCES 1
47 | Baseline Cost per kWh ¦ MMBtu saved | bar: SOURCES 1
48 | Baseline shift savings factor (for RET) | bar: SOURCES 1
49 | bar: SOURCES 1
50 | O&M INPUTS | bar: SOURCES 1
51 | Efficient Component 1 (description) | bar: SOURCES 1
52 | Eff Component 1 Life (years) | bar: SOURCES 1
53 | Eff Component 1 Replacement Cost | bar: SOURCES 1
54 | Eff Component 1 Replacement Cost per kWh ¦ MMBtu saved | bar: SOURCES 1
55 | Efficient Component 2 (description) | bar: SOURCES 1
56 | Eff Component 2 Life (years) | bar: SOURCES 1
57 | Eff Component 2 Replacement Cost | bar: SOURCES 1
58 | Eff Component 2 Replacement Cost per kWh ¦ MMBtu saved | bar: SOURCES 1
59 | Baseline Component 1 (description) | bar: SOURCES 1
60 | Baseline Component 1 Life (years) | bar: SOURCES 1
61 | Baseline Component 1 Replacement Cost | bar: SOURCES 1
62 | Baseline Component 1 Replacement Cost per kWh ¦ MMBtu saved | bar: SOURCES 1
63 | Baseline Component 2 (description) | bar: SOURCES 1
64 | Baseline Component 2 Life (years) | bar: SOURCES 1
65 | Baseline Component 2 Replacement Cost | bar: SOURCES 1
66 | Baseline Component 2 Replacement Cost per kWh ¦ MMBtu saved | bar: SOURCES 1
67 | O&M Annual Levelized Cost ($/kWh ¦ $/MMBtu) | bar: SOURCES 1
68 | bar: SOURCES 1
69 | Water INPUTS | bar: SOURCES 1
70 | Water (gal/yr) | bar: SOURCES 1
71 | Water [gal/yr per kWh ¦ MMBtu saved] | bar: SOURCES 1
CALCULATIONS
ALGORITHMS
Unit kWh Savings per Year = kWhbase - kWhestar
| INPUTS/VARIABLES | 1: VALUE; 2: SOURCE; 3: DESCRIPTION
| AECbase | 1: 111; 2: IL TRM V12, pg. 72-78; 3: Use Default if Actual is Unknown; Annual Energy Consumption of a baseline electric cooktop in kWh/yr
| IAECee | 1: 122.5; 2: IL TRM V12, pg. 72-78; 3: Use Default if Actual is Unknown; Integrated Annual Energy consumption of an induction cooktop in kWh/yr
| Hours | 1: 239; 2: IL TRM V12, pg. 72-78; 3: Annual operating hours
| CF | 1: 0.29; 2: IL TRM V12, pg. 72-78; 3: Assumed coincidence factor
| WHFd | 1: 1.11; 2: IL TRM V12, pg. 72-78; 3: Waste heat factor for demand to account for cooling savings from efficient appliance
| Measure Life | 1: 16; 2: IL TRM V12, pg. 72-78; 3: Measure life of Appliance
| Incremental Cost | 1: 949; 2: IL TRM V12, pg. 72-78; 3: Incremental cost of Oven with Induction cooktops compared to baseline oven with electric resistance or gas cooktop
SUBMEASURE AGGREGATION
|  | AECbase | IAECee | Unit kWh Savings per Year | Unit Peak kW Savings | % Savings | Incremental Cost per kWh Savings | Weighting
|  | 111 | 122.5 | 11.5 | 0.015489 | 10.36% | 82.5217 | 100%
| WEIGHTED AVERAGE | 1: 111; 2: 122.5; 3: 11.5; 4: 0.015489; 5: 10.36%; 6: 82.5217
Note on C115: [Threaded comment] Your version of Excel allows you to read this threaded comment; however, any edits to it will get removed if the file is opened in a newer version of Excel. Learn more: https://go.microsoft.com/fwlink/?linkid=870924 Comment: Factors here are from the IL baseline work. Needs to be adjusted to PR levels

## MF Clothes Washer
| MEASURE GROUP DEFINITION |  |  |  | REGION | #REF!
| INPUT CELLS | CALCULATED CELLS
| MEASURE NAME | [10 empty] | TAB NAMING LOOKUPS (DEFINED BY OVERALL PROJECT, NOT SPECIFIC MEASURE)
| Short Name (Same as Tab Name!) | Long Name | Sector (full name) | Life | Life Source | [6 empty] | Fuel Type
| MF Clothes Washer | Multifamily Common Area Clothes Washer | Residential | 14 | IL TRM V12 | [6 empty] | Fuel | Electric | Gas | Oil | Propane
[12 empty] | Abbreviation | E | G | O | P
| TAB BREAKOUT |  |  |  |  | [PULL FORMULA DOWN] | [PULL FORMULA DOWN]
# | Primary Fuel | Secondary Fuel (blank OK) | End Use | Market (RET or MD) | Custom Field (blank OK) | Fuel Abbreviations | End Use Abbr. | UNIQUE MEASURE NAME | Long Name |  |  | Sector
1 | Electric |  | Appliances | MD |  | E | Appl | MF Clothes Washer_Res, E - Appl (MD) | Multifamily Common Area Clothes Washer |  |  | Sector | Residential | C&I
2 | Electric |  | Water Heating | MD |  | E | HWat | MF Clothes Washer_Res, E - HWat (MD) | Multifamily Common Area Clothes Washer |  |  | Abbreviation | Res | CI
3 | Electric | Propane | Appliances | MD |  | E/P | Appl | MF Clothes Washer_Res, E/P - Appl (MD) | Multifamily Common Area Clothes Washer with Propane Secondary Fuel
4 | [11 empty] | Market
5 | [11 empty] | Market | Retrofit | Market-Driven
6 | [11 empty] | Abbreviation | RET | MD
7
8 | [11 empty] | Building Types
9 | [11 empty] | Building Types | Single Family | Multifamily | LI Single Family | LI Multifamily | Small Education - College/University | Small Education - Other | Small Grocery | Small Health - Hospital | Small Health - Other | Small Industrial Manufacturing | Small Institutional/Public Service | Small Lodging | Small Miscellaneous/Other | Small Office | Small Restaurant | Small Retail | Small Warehouse | Large Education - College/University | Large Education - Other | Large Grocery | Large Health - Hospital | Large Health - Other | Large Industrial Manufacturing | Large Institutional/Public Service | Large Lodging | Large Miscellaneous/Other | Large Office | Large Restaurant | Large Retail | Large Warehouse
10
End Use
[12 empty] | End Use | Appliances | Cooking | Cooling | Exterior Lighting | Interior Lighting | Other | Plug Loads | Refrigeration | Space Heating | Ventilation | Water Heating | Drives | Motors and VFDs | Compressed Air Systems | Process Cooling and Refrigeration | Process Heating | Total Electric | Total Gas
[12 empty] | Abbreviation | Appl | Cook | Cool | ExtL | IntL | Oth | Plug | Refr | Heat | Vent | HWat | Driv | Motr | CAS | PrC | PrH | TotE | TotG
KEY FOR MEASURE DATA ROWS
CALCULATED FIELD
ENTER MANUALLY OR FORMULAICALLY FROM CALCULATIONS SECTION
MEASURE DATA
SOURCES
| GENERAL ('Measures' Sheet) INPUTS | 1 | 2 | 3 | 4 | 5 | 6 | 7 | 8 | 9 | 10 | 1 | 2 | 3 | 4 | 5 | 6 | 7 | 8 | 9 | 10
1 | Measure Name | 1: MF Clothes Washer_Res, E - Appl (MD); 2: MF Clothes Washer_Res, E - HWat (MD); 3: MF Clothes Washer_Res, E/P - Appl (MD); SOURCES 1: MF Clothes Washer_Res, E - Appl (MD); SOURCES 2: MF Clothes Washer_Res, E - HWat (MD); SOURCES 3: MF Clothes Washer_Res, E/P - Appl (MD)
2 | Measure Long Name | 1: Multifamily Common Area Clothes Washer; 2: Multifamily Common Area Clothes Washer; 3: Multifamily Common Area Clothes Washer with Propane Secondary Fuel; SOURCES 1: -; SOURCES 2: -; SOURCES 3: -
3 | Parent Measure Name | 1: ES Clothes Washer_Res, E - [Elec DHW/Elec Dry, SF] (MD); 2: ES Clothes Washer_Res, E - [Elec DHW/Elec Dry, SF] (MD); 3: ES Clothes Washer_Res, E/G - [Elec DHW/Gas Dry, SF] (MD); SOURCES 1: -; SOURCES 2: -; SOURCES 3: -
4 | Parent Measure Long Name | 1: Multifamily Common Area Clothes Washer; 2: Multifamily Common Area Clothes Washer; 3: Multifamily Common Area Clothes Washer with Propane Secondary Fuel; SOURCES 1: -; SOURCES 2: -; SOURCES 3: -
5 | Sector | 1: Residential; 2: Residential; 3: Residential; SOURCES 1: -; SOURCES 2: -; SOURCES 3: -
6 | Description | 1: This measure includes replacement of failed or working clothes washer in existing homes with ENERGY STAR clothes washers, or installation of an ENERGY STAR clothes washer in a new home. This measure applies to clothes washers that use electric water heating and electric drying.; 2: This measure includes replacement of failed or working clothes washer in existing homes with ENERGY STAR clothes washers, or installation of an ENERGY STAR clothes washer in a new home. This measure applies to clothes washers that use electric water heating and electric drying.; 3: This measure includes replacement of failed or working clothes washer in existing homes with ENERGY STAR clothes washers, or installation of an ENERGY STAR clothes washer in a new home. This measure applies to clothes washers that use electric water heating and gas drying.; SOURCES 1: -; SOURCES 2: -; SOURCES 3: -
7 | Life | 1: 14; 2: 14; 3: 14; SOURCES 1: -; SOURCES 2: -; SOURCES 3: -
8 | Exist. Life | bar: 1 to SOURCES 3
9 | Primary Fuel | bar: 1 to SOURCES 3
10 | Secondary Fuel | 3: Prp; SOURCES 1: -; SOURCES 2: -; SOURCES 3: -
11 | Primary Fuel End Use | 1: Appliances; 2: Water Heating; 3: Appliances; SOURCES 1: -; SOURCES 2: -; SOURCES 3: -
12 | Secondary Fuel End Use | 3: Water Heating; SOURCES 1: -; SOURCES 2: -; SOURCES 3: -
13 | Elec Load Shape | bar: 1 to SOURCES 3
14 | Fuel Switch (Y/N) | bar: 1 to SOURCES 3
15 | Waste Heat Adjust. (Y/N) | bar: 1 to SOURCES 3
16 | Depends On | bar: 1 to SOURCES 3
17 | Links With | 1: MF Clothes Washer_Res, E - Appl (MD); 2: MF Clothes Washer_Res, E - Appl (MD); 3: MF Clothes Washer_Res, E/P - Appl (MD); SOURCES 1: -; SOURCES 2: -; SOURCES 3: -
18 | Mutual Exclusivity | bar: 1 to SOURCES 3
19 | bar: SOURCES 1 to SOURCES 3
20 | GENERAL ('MeasChars' Sheet) INPUTS | 1: Multifamily Common Area Clothes Washer; 2: Multifamily Common Area Clothes Washer; 3: Multifamily Common Area Clothes Washer with Propane Secondary Fuel; SOURCES 1: -; SOURCES 2: -; SOURCES 3: -
21 | Mkt (MD or RET) | bar: 1 to SOURCES 3
22 | Target Markets (NC, RENO, REPL, RET) | 1: #REF!; 2: #REF!; 3: #REF!; SOURCES 1: -; SOURCES 2: -; SOURCES 3: -
23 | Baseline Description | 1: Existing or new Non-ENERGY STAR Clothes Washer with electric water heating and electric drying; 2: Existing or new Non-ENERGY STAR Clothes Washer with electric water heating and electric drying; 3: Existing or new Non-ENERGY STAR Clothes Washer with electric water heating and gas drying; SOURCES 1: -; SOURCES 2: -; SOURCES 3: -
24 | Efficient Description | 1: ENERGY STAR Clothes Washer with electric water heating and electric drying; 2: ENERGY STAR Clothes Washer with electric water heating and electric drying; 3: ENERGY STAR Clothes Washer with electric water heating and gas drying; SOURCES 1: -; SOURCES 2: -; SOURCES 3: -
25 | Start Year | 1: #REF!; 2: 2024; 3: 2024; SOURCES 1: -; SOURCES 2: -; SOURCES 3: -
26 | End Year | 1: #REF!; 2: 2027; 3: 2027; SOURCES 1: -; SOURCES 2: -; SOURCES 3: -
27 | Building type assumed for characterization | 1: Multifamily; 2: Multifamily; 3: Multifamily; SOURCES 1: -; SOURCES 2: -; SOURCES 3: -
28 | Units for Costs & Savings Values | 1: per washer; 2: per washer; 3: per washer; SOURCES 1: -; SOURCES 2: -; SOURCES 3: -
29 | Efficient kW ¦ MMBtu | bar: 1 to SOURCES 3
30 | Baseline kW ¦ MMBtu | bar: 1 to SOURCES 3
31 | Full Load Hours | bar: 1 to SOURCES 3
32 | kWh ¦ MMBtu Annual Savings | 1: 152.8207; 2: 55.6146; 3: 152.8207; SOURCES 1: -; SOURCES 2: -; SOURCES 3: -
33 | % Savings (primary fuel) | 1: 53.67%; 2: 58.82%; 3: 30.86%; SOURCES 1: 2,5; SOURCES 2: 2,5; SOURCES 3: 2,5; SOURCES 4: 2,5; SOURCES 5: 2,5; SOURCES 6: 2,5; SOURCES 7: 2,5
34 | Efficient Equip Cost | bar: 1 to SOURCES 3
35 | Baseline Equip Cost | bar: 1 to SOURCES 3
36 | Incremental Cost | 1: 90.3333; 3: 90.3333; SOURCES 1: -; SOURCES 2: -; SOURCES 3: -
37 | Incremental Cost per kWh ¦ MMBtu Saved | 1: 9.2304; 3: 9.2304; SOURCES 1: 4; SOURCES 2: 4; SOURCES 3: 4; SOURCES 4: 4; SOURCES 5: 4; SOURCES 6: 4; SOURCES 7: 4
38 | bar: SOURCES 1 to SOURCES 3
39 | SECONDARY END-USE FUEL IMPACTS (MMBtu/kWh), OR Elec Impacts (kWh/MMBtu) | 1: Multifamily Common Area Clothes Washer; 2: Multifamily Common Area Clothes Washer; 3: Multifamily Common Area Clothes Washer with Propane Secondary Fuel; SOURCES 1: -; SOURCES 2: -; SOURCES 3: -
40 | Fossil Fuel (or Elec) Savings - increased use is negative (MMBtu/yr ¦ kWh/yr) | 3: 2.3909; SOURCES 1: -; SOURCES 2: -; SOURCES 3: -
41 | Annual Fossil Fuel (or Elec) Savings per Elec (or FF) Savings - increased is negative (MMBtu/kWh ¦ kWh/MMBtu saved) | 3: 0.015645; SOURCES 1: -; SOURCES 2: -; SOURCES 3: -
42 | bar: SOURCES 1 to SOURCES 3
43 | EARLY-RETIREMENT RETROFIT MEASURE INPUTS | bar: SOURCES 1 to SOURCES 3
44 | Baseline Equip. Life | bar: 1 to SOURCES 3
45 | Baseline Equip. Age | bar: 1 to SOURCES 3
46 | Baseline Cost | bar: 1 to SOURCES 3
47 | Baseline Cost per kWh ¦ MMBtu saved | bar: 1 to SOURCES 3
48 | Baseline shift savings factor (for RET) | bar: 1 to SOURCES 3
49 | bar: SOURCES 1 to SOURCES 3
50 | O&M INPUTS | bar: SOURCES 1 to SOURCES 3
51 | Efficient Component 1 (description) | bar: 1 to SOURCES 3
52 | Eff Component 1 Life (years) | bar: 1 to SOURCES 3
53 | Eff Component 1 Replacement Cost | bar: 1 to SOURCES 3
54 | Eff Component 1 Replacement Cost per kWh ¦ MMBtu saved | bar: 1 to SOURCES 3
55 | Efficient Component 2 (description) | bar: 1 to SOURCES 3
[12 empty] | - | - | -
[12 empty] | - | - | -
56 | Eff Component 2 Life (years) | bar: 1 to SOURCES 3
57 | Eff Component 2 Replacement Cost | bar: 1 to SOURCES 3
58 | Eff Component 2 Replacement Cost per kWh ¦ MMBtu saved | bar: 1 to SOURCES 3
59 | Baseline Component 1 (description) | bar: 1 to SOURCES 3
60 | Baseline Component 1 Life (years) | bar: 1 to SOURCES 3
61 | Baseline Component 1 Replacement Cost | bar: 1 to SOURCES 3
62 | Baseline Component 1 Replacement Cost per kWh ¦ MMBtu saved | bar: 1 to SOURCES 3
63 | Baseline Component 2 (description) | bar: 1 to SOURCES 3
64 | Baseline Component 2 Life (years) | bar: 1 to SOURCES 3
65 | Baseline Component 2 Replacement Cost | bar: 1 to SOURCES 3
66 | Baseline Component 2 Replacement Cost per kWh ¦ MMBtu saved | bar: 1 to SOURCES 3
67 | O&M Annual Levelized Cost ($/kWh ¦ $/MMBtu) | bar: 1 to SOURCES 3
68 | bar: SOURCES 1 to SOURCES 3
69 | Water INPUTS | bar: SOURCES 1 to SOURCES 3
70 | Water (gal/yr) | bar: 1 to SOURCES 3
71 | Water [gal/yr per kWh ¦ MMBtu saved] | bar: 1 to SOURCES 3
CALCULATIONS
IMEFSavings =Capacity*((1/IMEFbase)-(1/IMEFeff))*Cycles
Delta kWh = [Capacity * 1/IMEFbase * Ncycles * (%CWbase + (%DHWbase * %ElecDHW) + (%Dryerbase * %ElecDryer))] - [Capacity * 1/IMEFeff * Ncycles * (%CWeff + (%DHWeff * %ElecDHW) + (%Dryereff * %ElecDryer))]
Delta kW peak = (deltakWh/(Hours)) * CF
Electric Water Heater and Electric Drying | bar: 1 to SOURCES 2
| INPUTS/VARIABLES | 1: VALUE; 2: SOURCE; 3: DESCRIPTION
| Capacity | 1: 3.55; 2: IL TRM pg. 10; 3: Capacity of baseline clothes washer; Use defaults when actuals are unknown
| IMEFbase | 1: 1.71; 2: IL TRM pg. 10; 3: Integrated Modified Energy Factor of baseline clothes washer; Use defaults when actuals are unknown
| IMEFee | 1: Table; 2: IL TRM pg. 10; 3: Integrated Modified Energy Factor of ENERGY STAR clothes washer; Use defaults when actuals are unknown
| Cycles | 1: 295; 2: IL TRM pg. 10; 3: Number of clothes washer cycles per year
| Cwbase | 1: Table; 2: IL TRM pg. 10; 3: % of total energy consumption for baseline clothes washer mechanical operation
| DHWbase | 1: Table; 2: IL TRM pg. 10; 3: % of total energy consumption attributed to baseline clothes washer water heating
| %elecDHW | 1: 100%; 2: IL TRM pg. 10; 3: % of water heaters that are electric
| Dryerbase | 1: Table; 2: IL TRM pg. 10; 3: % of total energy consumption for baseline clothes washer dryer operation
| %ElecDryer | 1: 100%; 2: IL TRM pg. 10; 3: % of dryers that are electric
| Cwee | 1: Table; 2: IL TRM pg. 10; 3: % of total energy consumption for ENERGY STAR clothes washer mechanical operation
| DHWee | 1: Table; 2: IL TRM pg. 10; 3: % of total energy consumption attributed to ENERGY STAR clothes washer water heating
| Dryeree | 1: Table; 2: IL TRM pg. 10; 3: % of total energy consumption for ENERGY STAR clothes washer dryer operation
| %dry/wash | 2: IL TRM pg. 10; 3: % of homes with a dryer that uses the dryer every time clothes are washed
| Incremental Cost | 1: Table; 2: IL TRM pg. 10
| CF | 1: 0.038; 2: IL TRM pg. 10; 3: Coincidence Factor
| Lifetime | 1: 14; 2: IL TRM pg. 10; 3: Measure life of Clothes Washer
| Ewatertotal | 1: 5010; 2: IL TRM pg. 10
| delWater | 1: Table; 2: IL TRM pg. 10
| R-eff | 1: 1.26; 2: IL TRM pg. 10
| Therm_convert | 1: 0.03412; 2: IL TRM pg. 10
REFERENCE TABLES
| Clothes Washer Configuration | 1: IMEFbase; 2: IMEF Savings (kWh); 3: Incremental Cost
| Federal Standard | 1: 1.75; 2: 0
| ENERGY STAR | 1: 2.21; 2: 139.6; 3: 87
| ENERGY STAR Most Efficient/CEE Tier 2 | 1: 2.92; 2: 254.8; 3: 85
| CEE Advanced Tier | 1: 3.1; 2: 275.6; 3: 99
| Percentage of Total Energy Consumption | 1: %CW; 2: %DHW; 3: %Dryer; 4: delWater
| Baseline | 1: 6.7%; 2: 15.8%; 3: 77.5%
| ENERGY STAR | 1: 6.6%; 2: 13%; 3: 80.4%; 4: 1595
| ENERGY STAR Most Efficient/CEE Tier 2 | 1: 8.2%; 2: 8.8%; 3: 82.9%; 4: 2500
| CEE Advanced Tier | 1: 8.9%; 2: 7%; 3: 84.1%; 4: 2709
SUBMEASURE AGGREGATION - (IMEF)
| Clothes Washer Configuration | 1: Capacity; 2: Cycles; 3: IMEFbase; 4: IMEFeff; 5: IMEFsavings; 6: Incremental Cost; 7: Incremental Cost/kWh
| ENERGY STAR | 1: 3.55; 2: 295; 3: 1.75; 4: 2.21; 5: 124.5598; 6: 87; 7: 9.8646
| ENERGY STAR Most Efficient/CEE Tier 2 | 1: 3.55; 2: 295; 3: 1.75; 4: 2.92; 5: 239.7813; 6: 85; 7: 7.9546
| CEE Advanced Tier | 1: 3.55; 2: 295; 3: 1.75; 4: 3.1; 5: 260.606; 6: 99; 7: 9.8719
| WEIGHTED AVERAGE | 5: 208.3157; 6: 90.3333; 7: 9.2304
SUBMEASURE AGGREGATION - Electric
| Clothes Washer | Capacity | Cycles | IMEFbase | Cwbase | %elecDHW | %ElecDryer | IMEFee | Cwee | CWdeltakWh | %Savings | Peak kW | Weighting
| ENERGY STAR | 3.55 | 295 | 1.75 | 6.7% | 100% | 100% | 2.21 | 6.6% | 8.8194 | 0.21996 | 0.0011361 | 33.33%
| ENERGY STAR Most Efficient/CEE Tier 2 | 3.55 | 295 | 1.75 | 6.7% | 100% | 100% | 2.92 | 8.2% | 10.6856 | 0.26651 | 0.0013765 | 33.33%
| CEE Advanced Tier | 3.55 | 295 | 1.75 | 6.7% | 100% | 100% | 3.1 | 8.9% | 10.0285 | 0.25012 | 0.0012918 | 33.33%
| WEIGHTED AVERAGE | 9: 9.8445; 10: 24.55%; SOURCES 1: 0.0012681
| Domestic hot water | 1: Capacity; 2: Cycles; 3: IMEFbase; 4: DHWbase; 5: %elecDHW; 6: %ElecDryer; 7: IMEFee; 8: DHWee; 9: DHWdeltakWh; 10: %Savings; SOURCES 1: Peak kW
| ENERGY STAR | 1: 3.55; 2: 295; 3: 1.75; 4: 15.8%; 5: 100%; 6: 100%; 7: 2.21; 8: 13%; 9: 32.9488; 10: 0.34847; SOURCES 1: 0.0042442
| ENERGY STAR Most Efficient/CEE Tier 2 | 1: 3.55; 2: 295; 3: 1.75; 4: 15.8%; 5: 100%; 6: 100%; 7: 2.92; 8: 8.8%; 9: 62.9908; 10: 0.6662; SOURCES 1: 0.0081141
| CEE Advanced Tier | 1: 3.55; 2: 295; 3: 1.75; 4: 15.8%; 5: 100%; 6: 100%; 7: 3.1; 8: 7%; 9: 70.9041; 10: 0.7499; SOURCES 1: 0.0091334
| WEIGHTED AVERAGE | 9: 55.6146; 10: 58.82%; SOURCES 1: 0.0071639
| Dryer | 1: Capacity; 2: Cycles; 3: IMEFbase; 4: Dryerbase; 5: %elecDHW; 6: %ElecDryer; 7: IMEFee; 8: Dryeree; 9: DryerdeltakWh; 10: %Savings; SOURCES 1: Peak kW
| ENERGY STAR | 1: 3.55; 2: 295; 3: 1.75; 4: 77.5%; 5: 100%; 6: 100%; 7: 2.21; 8: 80.4%; 9: 82.7916; 10: 0.17851; SOURCES 1: 0.010665
| ENERGY STAR Most Efficient/CEE Tier 2 | 1: 3.55; 2: 295; 3: 1.75; 4: 77.5%; 5: 100%; 6: 100%; 7: 2.92; 8: 82.9%; 9: 166.4636; 10: 0.35893; SOURCES 1: 0.021443
| CEE Advanced Tier | 1: 3.55; 2: 295; 3: 1.75; 4: 77.5%; 5: 100%; 6: 100%; 7: 3.1; 8: 84.1%; 9: 179.6734; 10: 0.38741; SOURCES 1: 0.023144
| WEIGHTED AVERAGE | 9: 142.9762; 10: 30.83%; SOURCES 1: 0.018417
SUBMEASURE AGGREGATION - Propane
| Domestic hot water | 1: Capacity; 2: Cycles; 3: IMEFbase; 4: DHWbase; 5: %GasDHW; 6: %Gas Dryer; 7: IMEFee; 8: DHWee; 9: DHWdeltaMMBtu; 10: %Savings; SOURCES 1: Peak kW
| ENERGY STAR | 1: 3.55; 2: 295; 3: 1.75; 4: 15.8%; 5: 100%; 6: 100%; 7: 2.21; 8: 13%; 9: 1.4165; 10: 0.34847
| ENERGY STAR Most Efficient/CEE Tier 2 | 1: 3.55; 2: 295; 3: 1.75; 4: 15.8%; 5: 100%; 6: 100%; 7: 2.92; 8: 8.8%; 9: 2.708; 10: 0.6662
| CEE Advanced Tier | 1: 3.55; 2: 295; 3: 1.75; 4: 15.8%; 5: 100%; 6: 100%; 7: 3.1; 8: 7%; 9: 3.0483; 10: 0.7499
| WEIGHTED AVERAGE | 9: 2.3909; 10: 58.82%; SOURCES 1: 0
Water Pumping Electric Savings
SUBMEASURE AGGREGATION
| Equipment Type | 1: delWater; 2: Ewatertotal; 3: kWh Savings; 4: Unit Peak kW Savings; 5: Unit kW Savings; 6: % Savings; 7: kWh/kW; 8: Incremental Cost per kWh Savings; 9: Weighting
| ENERGY STAR | 1: 1595; 2: 5010; 3: 7.9909; 4: 0.0010293; 5: 0.027088; 7: 7763.1579; 8: 10.8873; 9: 33.33%
| ENERGY STAR Most Efficient/CEE Tier 2 | 1: 2500; 2: 5010; 3: 12.525; 4: 0.0016134; 5: 0.042458; 7: 7763.1579; 8: 6.7864; 9: 33.33%
| CEE Advanced Tier | 1: 2709; 2: 5010; 3: 13.5721; 4: 0.0017483; 5: 0.046007; 7: 7763.1579; 8: 7.2944; 9: 33.33%
| WEIGHTED AVERAGE | 1: 2268; 2: 5010; 3: 11.3627; 4: 0.0014637; 5: 0.038518; 6: 0%; 7: 7763.1579; 8: 8.3227
Note on C120: [Threaded comment] Your version of Excel allows you to read this threaded comment; however, any edits to it will get removed if the file is opened in a newer version of Excel. Learn more: https://go.microsoft.com/fwlink/?linkid=870924 Comment: Weighted average of clothes washer cycles per year (based on 2009 Residential Energy Consumption Survey (RECS) national sample survey of housing appliances section, state of Illinois. If utilities have specific evaluation results providing a more appropriate assumption for single-family or Multifamily homes, in a particular market, or geographical area then that should be used.
Note on C131: [Threaded comment] Your version of Excel allows you to read this threaded comment; however, any edits to it will get removed if the file is opened in a newer version of Excel. Learn more: https://go.microsoft.com/fwlink/?linkid=870924 Comment: Factors are IL specific. Needs a PR Baseline refresh

## ECM Circulators CW
| MEASURE GROUP DEFINITION |  |  |  | REGION | #REF!
| INPUT CELLS | CALCULATED CELLS
| MEASURE NAME | [10 empty] | TAB NAMING LOOKUPS (DEFINED BY OVERALL PROJECT, NOT SPECIFIC MEASURE)
| Short Name (Same as Tab Name!) | Long Name | Sector (full name) | Life | Life Source | [6 empty] | Fuel Type
| ECM Circulators CW | Electronically Commutated Motor Hydronic Circulator Pump | Residential | 15 | NY TRM V11 | [6 empty] | Fuel | Electric | Gas | Oil | Propane
[12 empty] | Abbreviation | E | G | O | P
| TAB BREAKOUT |  |  |  |  | [PULL FORMULA DOWN] | [PULL FORMULA DOWN]
# | Primary Fuel | Secondary Fuel (blank OK) | End Use | Market (RET or MD) | Custom Field (blank OK) | Fuel Abbreviations | End Use Abbr. | UNIQUE MEASURE NAME | Long Name |  |  | Sector
1 | Electric |  | Other | MD |  | E | Oth | ECM Circulators CW_Res, E - Oth (MD) | Electronically Commutated Motor Hydronic Circulator Pump |  |  | Sector | Residential | C&I
2 | [11 empty] | Abbreviation | Res | CI
3
4 | [11 empty] | Market
5 | [11 empty] | Market | Retrofit | Market-Driven
6 | [11 empty] | Abbreviation | RET | MD
7
8 | [11 empty] | Building Types
9 | [11 empty] | Building Types | Single Family | Multifamily | LI Single Family | LI Multifamily | Small Education - College/University | Small Education - Other | Small Grocery | Small Health - Hospital | Small Health - Other | Small Industrial Manufacturing | Small Institutional/Public Service | Small Lodging | Small Miscellaneous/Other | Small Office | Small Restaurant | Small Retail | Small Warehouse | Large Education - College/University | Large Education - Other | Large Grocery | Large Health - Hospital | Large Health - Other | Large Industrial Manufacturing | Large Institutional/Public Service | Large Lodging | Large Miscellaneous/Other | Large Office | Large Restaurant | Large Retail | Large Warehouse
10
End Use
[12 empty] | End Use | Appliances | Cooking | Cooling | Exterior Lighting | Interior Lighting | Other | Plug Loads | Refrigeration | Space Heating | Ventilation | Water Heating | Drives | Motors and VFDs | Compressed Air Systems | Process Cooling and Refrigeration | Process Heating | Total Electric | Total Gas
[12 empty] | Abbreviation | Appl | Cook | Cool | ExtL | IntL | Oth | Plug | Refr | Heat | Vent | HWat | Driv | Motr | CAS | PrC | PrH | TotE | TotG
KEY FOR MEASURE DATA ROWS
CALCULATED FIELD
ENTER MANUALLY OR FORMULAICALLY FROM CALCULATIONS SECTION
MEASURE DATA
SOURCES
| GENERAL ('Measures' Sheet) INPUTS | 1 | 2 | 3 | 4 | 5 | 6 | 7 | 8 | 9 | 10 | 1 | 2 | 3 | 4 | 5 | 6 | 7 | 8 | 9 | 10
1 | Measure Name | 1: ECM Circulators CW_Res, E - Oth (MD); SOURCES 1: ECM Circulators CW_Res, E - Oth (MD)
2 | Measure Long Name | 1: Electronically Commutated Motor Hydronic Circulator Pump; SOURCES 1: -
3 | Parent Measure Name | 1: ECM Circulators CW_Res, E - Oth (MD); SOURCES 1: -
4 | Parent Measure Long Name | 1: Electronically Commutated Motor Hydronic Circulator Pump; SOURCES 1: -
5 | Sector | 1: Residential; SOURCES 1: -
6 | Description | 1: This measure covers the retrofit of standard efficiency permanent split capacitor (PSC) motors with electronically commutated (EC) motors in hydronic distribution circulators in residential heating and cooling systems; SOURCES 1: -
7 | Life | 1: 15; SOURCES 1: -
8 | Exist. Life | bar: SOURCES 1
9 | Primary Fuel | bar: 1 to SOURCES 1
10 | Secondary Fuel | bar: SOURCES 1
11 | Primary Fuel End Use | 1: Other; SOURCES 1: -
12 | Secondary Fuel End Use | bar: SOURCES 1
13 | Elec Load Shape | bar: SOURCES 1
14 | Fuel Switch (Y/N) | bar: SOURCES 1
15 | Waste Heat Adjust. (Y/N) | bar: SOURCES 1
16 | Depends On | bar: SOURCES 1
17 | Links With | bar: SOURCES 1
18 | Mutual Exclusivity | bar: SOURCES 1
19 | bar: SOURCES 1
20 | GENERAL ('MeasChars' Sheet) INPUTS | 1: Electronically Commutated Motor Hydronic Circulator Pump; SOURCES 1: -
21 | Mkt (MD or RET) | bar: 1 to SOURCES 1
22 | Target Markets (NC, RENO, REPL, RET) | 1: #REF!; SOURCES 1: -
23 | Baseline Description | 1: PSC Motor; SOURCES 1: -
24 | Efficient Description | 1: ECM Motor; SOURCES 1: -
25 | Start Year | 1: #REF!; SOURCES 1: -
26 | End Year | 1: #REF!; SOURCES 1: -
27 | Building type assumed for characterization | 1: Single Family; SOURCES 1: -
28 | Units for Costs & Savings Values | bar: SOURCES 1
29 | Efficient kW ¦ MMBtu | bar: SOURCES 1
30 | Baseline kW ¦ MMBtu | bar: SOURCES 1
31 | Full Load Hours | bar: SOURCES 1
32 | kWh ¦ MMBtu Annual Savings | 1: 267.444; SOURCES 1: -
33 | % Savings (primary fuel) | 1: 56.07%; SOURCES 1: 2
34 | Efficient Equip Cost | bar: SOURCES 1
35 | Baseline Equip Cost | bar: SOURCES 1
36 | Incremental Cost | 1: 0; SOURCES 1: -
37 | Incremental Cost per kWh ¦ MMBtu Saved | 1: 0; SOURCES 1: 47
38 | bar: SOURCES 1
39 | SECONDARY END-USE FUEL IMPACTS (MMBtu/kWh), OR Elec Impacts (kWh/MMBtu) | 1: Electronically Commutated Motor Hydronic Circulator Pump; SOURCES 1: -
40 | Fossil Fuel (or Elec) Savings - increased use is negative (MMBtu/yr ¦ kWh/yr) | bar: SOURCES 1
41 | Annual Fossil Fuel (or Elec) Savings per Elec (or FF) Savings - increased is negative (MMBtu/kWh ¦ kWh/MMBtu saved) | bar: SOURCES 1
42 | bar: SOURCES 1
43 | EARLY-RETIREMENT RETROFIT MEASURE INPUTS | bar: SOURCES 1
44 | Baseline Equip. Life | bar: SOURCES 1
45 | Baseline Equip. Age | bar: SOURCES 1
46 | Baseline Cost | bar: SOURCES 1
47 | Baseline Cost per kWh ¦ MMBtu saved | bar: SOURCES 1
48 | Baseline shift savings factor (for RET) | bar: SOURCES 1
49 | bar: SOURCES 1
50 | O&M INPUTS | bar: SOURCES 1
51 | Efficient Component 1 (description) | bar: SOURCES 1
52 | Eff Component 1 Life (years) | bar: SOURCES 1
53 | Eff Component 1 Replacement Cost | bar: SOURCES 1
54 | Eff Component 1 Replacement Cost per kWh ¦ MMBtu saved | bar: SOURCES 1
55 | Efficient Component 2 (description) | bar: SOURCES 1
56 | Eff Component 2 Life (years) | bar: SOURCES 1
57 | Eff Component 2 Replacement Cost | bar: SOURCES 1
58 | Eff Component 2 Replacement Cost per kWh ¦ MMBtu saved | bar: SOURCES 1
59 | Baseline Component 1 (description) | bar: SOURCES 1
60 | Baseline Component 1 Life (years) | bar: SOURCES 1
61 | Baseline Component 1 Replacement Cost | bar: SOURCES 1
62 | Baseline Component 1 Replacement Cost per kWh ¦ MMBtu saved | bar: SOURCES 1
63 | Baseline Component 2 (description) | bar: SOURCES 1
64 | Baseline Component 2 Life (years) | bar: SOURCES 1
65 | Baseline Component 2 Replacement Cost | bar: SOURCES 1
66 | Baseline Component 2 Replacement Cost per kWh ¦ MMBtu saved | bar: SOURCES 1
67 | O&M Annual Levelized Cost ($/kWh ¦ $/MMBtu) | bar: SOURCES 1
68 | bar: SOURCES 1
69 | Water INPUTS | bar: SOURCES 1
70 | Water (gal/yr) | bar: SOURCES 1
71 | Water [gal/yr per kWh ¦ MMBtu saved] | bar: SOURCES 1
CALCULATIONS
| INPUTS/VARIABLES | 1: VALUE; 2: SOURCE; 3: DESCRIPTION
| Wbaseline | 1: See table; 2: NY TRM V11 pg. 245
| Wee | 1: See table; 2: NY TRM V11 pg. 245
| hrsCW | 1: 2208; 2: NY TRM V11 pg. 245
| hrsDHW | 1: 5256; 2: NY TRM V11 pg. 245
| CF | 1: 0.8; 2: NY TRM V11 pg. 245
| Measure life | 1: 15; 2: NY TRM V11 pg. 245
| Incremental cost | 2: NY TRM V11 pg. 245
| EC Circulator hhp | 1: Approx PSC; 2: Wbaseline; 3: Wee; 4: delkWh; 5: delkW; 6: %Savings; 7: Weighting
| 0.002 | 1: 1/40; 2: 60; 3: 15; 4: 99.36; 5: 0.036; 6: 0.75; 7: 0.125
| 0.009 | 1: 1/40; 2: 77; 3: 29; 4: 105.984; 5: 0.0384; 6: 0.62338; 7: 0.125
| 0.016 | 1: 1/25; 2: 96; 3: 40; 4: 123.648; 5: 0.0448; 6: 0.58333; 7: 0.125
| 0.023 | 1: 1/25; 2: 124; 3: 53; 4: 156.768; 5: 0.0568; 6: 0.57258; 7: 0.125
| 0.03 | 1: 1/12; 2: 132; 3: 58; 4: 163.392; 5: 0.0592; 6: 0.56061; 7: 0.125
| 0.097 | 1: 1/6; 2: 269; 3: 138; 4: 289.248; 5: 0.1048; 6: 0.48699; 7: 0.125
| 0.099 | 1: 1/6; 2: 282; 3: 145; 4: 302.496; 5: 0.1096; 6: 0.48582; 7: 0.125
| 0.57 | 1: 1; 2: 962; 3: 555; 4: 898.656; 5: 0.3256; 6: 0.42308; 7: 0.125
[5 empty] | 267.444 | 0.0969 | 56.07%
Note on C115: [Threaded comment] Your version of Excel allows you to read this threaded comment; however, any edits to it will get removed if the file is opened in a newer version of Excel. Learn more: https://go.microsoft.com/fwlink/?linkid=870924 Comment: Factors here are from the NY baseline work. Needs to be adjusted to PR levels

## ECM Circulators DHW
| MEASURE GROUP DEFINITION |  |  |  | REGION | #REF!
| INPUT CELLS | CALCULATED CELLS
| MEASURE NAME | [10 empty] | TAB NAMING LOOKUPS (DEFINED BY OVERALL PROJECT, NOT SPECIFIC MEASURE)
| Short Name (Same as Tab Name!) | Long Name | Sector (full name) | Life | Life Source | [6 empty] | Fuel Type
| ECM Circulators DHW | Electronically Commutated Motor Hydronic Circulator Pump | Residential | 15 | NY TRM V11 | [6 empty] | Fuel | Electric | Gas | Oil | Propane
[12 empty] | Abbreviation | E | G | O | P
| TAB BREAKOUT |  |  |  |  | [PULL FORMULA DOWN] | [PULL FORMULA DOWN]
# | Primary Fuel | Secondary Fuel (blank OK) | End Use | Market (RET or MD) | Custom Field (blank OK) | Fuel Abbreviations | End Use Abbr. | UNIQUE MEASURE NAME | Long Name |  |  | Sector
1 | Electric |  | Other | MD |  | E | Oth | ECM Circulators DHW_Res, E - Oth (MD) | Electronically Commutated Motor Hydronic Circulator Pump |  |  | Sector | Residential | C&I
2 | [11 empty] | Abbreviation | Res | CI
3
4 | [11 empty] | Market
5 | [11 empty] | Market | Retrofit | Market-Driven
6 | [11 empty] | Abbreviation | RET | MD
7
8 | [11 empty] | Building Types
9 | [11 empty] | Building Types | Single Family | Multifamily | LI Single Family | LI Multifamily | Small Education - College/University | Small Education - Other | Small Grocery | Small Health - Hospital | Small Health - Other | Small Industrial Manufacturing | Small Institutional/Public Service | Small Lodging | Small Miscellaneous/Other | Small Office | Small Restaurant | Small Retail | Small Warehouse | Large Education - College/University | Large Education - Other | Large Grocery | Large Health - Hospital | Large Health - Other | Large Industrial Manufacturing | Large Institutional/Public Service | Large Lodging | Large Miscellaneous/Other | Large Office | Large Restaurant | Large Retail | Large Warehouse
10
End Use
[12 empty] | End Use | Appliances | Cooking | Cooling | Exterior Lighting | Interior Lighting | Other | Plug Loads | Refrigeration | Space Heating | Ventilation | Water Heating | Drives | Motors and VFDs | Compressed Air Systems | Process Cooling and Refrigeration | Process Heating | Total Electric | Total Gas
[12 empty] | Abbreviation | Appl | Cook | Cool | ExtL | IntL | Oth | Plug | Refr | Heat | Vent | HWat | Driv | Motr | CAS | PrC | PrH | TotE | TotG
KEY FOR MEASURE DATA ROWS
CALCULATED FIELD
ENTER MANUALLY OR FORMULAICALLY FROM CALCULATIONS SECTION
MEASURE DATA
SOURCES
| GENERAL ('Measures' Sheet) INPUTS | 1 | 2 | 3 | 4 | 5 | 6 | 7 | 8 | 9 | 10 | 1 | 2 | 3 | 4 | 5 | 6 | 7 | 8 | 9 | 10
1 | Measure Name | 1: ECM Circulators DHW_Res, E - Oth (MD); SOURCES 1: ECM Circulators DHW_Res, E - Oth (MD)
2 | Measure Long Name | 1: Electronically Commutated Motor Hydronic Circulator Pump; SOURCES 1: -
3 | Parent Measure Name | 1: ECM Circulators DHW_Res, E - Oth (MD); SOURCES 1: -
4 | Parent Measure Long Name | 1: Electronically Commutated Motor Hydronic Circulator Pump; SOURCES 1: -
5 | Sector | 1: Residential; SOURCES 1: -
6 | Description | 1: This measure covers the retrofit of standard efficiency permanent split capacitor (PSC) motors with electronically commutated (EC) motors in hydronic distribution circulators in residential heating and cooling systems; SOURCES 1: -
7 | Life | 1: 15; SOURCES 1: -
8 | Exist. Life | bar: SOURCES 1
9 | Primary Fuel | bar: 1 to SOURCES 1
10 | Secondary Fuel | bar: SOURCES 1
11 | Primary Fuel End Use | 1: Other; SOURCES 1: -
12 | Secondary Fuel End Use | bar: SOURCES 1
13 | Elec Load Shape | bar: SOURCES 1
14 | Fuel Switch (Y/N) | bar: SOURCES 1
15 | Waste Heat Adjust. (Y/N) | bar: SOURCES 1
16 | Depends On | bar: SOURCES 1
17 | Links With | bar: SOURCES 1
18 | Mutual Exclusivity | bar: SOURCES 1
19 | bar: SOURCES 1
20 | GENERAL ('MeasChars' Sheet) INPUTS | 1: Electronically Commutated Motor Hydronic Circulator Pump; SOURCES 1: -
21 | Mkt (MD or RET) | bar: 1 to SOURCES 1
22 | Target Markets (NC, RENO, REPL, RET) | 1: #REF!; SOURCES 1: -
23 | Baseline Description | 1: PSC Motor; SOURCES 1: -
24 | Efficient Description | 1: ECM Motor; SOURCES 1: -
25 | Start Year | 1: #REF!; SOURCES 1: -
26 | End Year | 1: #REF!; SOURCES 1: -
27 | Building type assumed for characterization | 1: Single Family; SOURCES 1: -
28 | Units for Costs & Savings Values | bar: SOURCES 1
29 | Efficient kW ¦ MMBtu | bar: SOURCES 1
30 | Baseline kW ¦ MMBtu | bar: SOURCES 1
31 | Full Load Hours | bar: SOURCES 1
32 | kWh ¦ MMBtu Annual Savings | 1: 636.633; SOURCES 1: -
33 | % Savings (primary fuel) | 1: 56.07%; SOURCES 1: 2
34 | Efficient Equip Cost | bar: SOURCES 1
35 | Baseline Equip Cost | bar: SOURCES 1
36 | Incremental Cost | 1: 0; SOURCES 1: -
37 | Incremental Cost per kWh ¦ MMBtu Saved | 1: 0; SOURCES 1: 47
38 | bar: SOURCES 1
39 | SECONDARY END-USE FUEL IMPACTS (MMBtu/kWh), OR Elec Impacts (kWh/MMBtu) | 1: Electronically Commutated Motor Hydronic Circulator Pump; SOURCES 1: -
40 | Fossil Fuel (or Elec) Savings - increased use is negative (MMBtu/yr ¦ kWh/yr) | bar: SOURCES 1
41 | Annual Fossil Fuel (or Elec) Savings per Elec (or FF) Savings - increased is negative (MMBtu/kWh ¦ kWh/MMBtu saved) | bar: SOURCES 1
42 | bar: SOURCES 1
43 | EARLY-RETIREMENT RETROFIT MEASURE INPUTS | bar: SOURCES 1
44 | Baseline Equip. Life | bar: SOURCES 1
45 | Baseline Equip. Age | bar: SOURCES 1
46 | Baseline Cost | bar: SOURCES 1
47 | Baseline Cost per kWh ¦ MMBtu saved | bar: SOURCES 1
48 | Baseline shift savings factor (for RET) | bar: SOURCES 1
49 | bar: SOURCES 1
50 | O&M INPUTS | bar: SOURCES 1
51 | Efficient Component 1 (description) | bar: SOURCES 1
52 | Eff Component 1 Life (years) | bar: SOURCES 1
53 | Eff Component 1 Replacement Cost | bar: SOURCES 1
54 | Eff Component 1 Replacement Cost per kWh ¦ MMBtu saved | bar: SOURCES 1
55 | Efficient Component 2 (description) | bar: SOURCES 1
56 | Eff Component 2 Life (years) | bar: SOURCES 1
57 | Eff Component 2 Replacement Cost | bar: SOURCES 1
58 | Eff Component 2 Replacement Cost per kWh ¦ MMBtu saved | bar: SOURCES 1
59 | Baseline Component 1 (description) | bar: SOURCES 1
60 | Baseline Component 1 Life (years) | bar: SOURCES 1
61 | Baseline Component 1 Replacement Cost | bar: SOURCES 1
62 | Baseline Component 1 Replacement Cost per kWh ¦ MMBtu saved | bar: SOURCES 1
63 | Baseline Component 2 (description) | bar: SOURCES 1
64 | Baseline Component 2 Life (years) | bar: SOURCES 1
65 | Baseline Component 2 Replacement Cost | bar: SOURCES 1
66 | Baseline Component 2 Replacement Cost per kWh ¦ MMBtu saved | bar: SOURCES 1
67 | O&M Annual Levelized Cost ($/kWh ¦ $/MMBtu) | bar: SOURCES 1
68 | bar: SOURCES 1
69 | Water INPUTS | bar: SOURCES 1
70 | Water (gal/yr) | bar: SOURCES 1
71 | Water [gal/yr per kWh ¦ MMBtu saved] | bar: SOURCES 1
CALCULATIONS
| INPUTS/VARIABLES | 1: VALUE; 2: SOURCE; 3: DESCRIPTION
| Wbaseline | 1: See table; 2: NY TRM V11 pg. 245
| Wee | 1: See table; 2: NY TRM V11 pg. 245
| hrsCW | 1: 2208; 2: NY TRM V11 pg. 245
| hrsDHW | 1: 5256; 2: NY TRM V11 pg. 245
| CF | 1: 0.8; 2: NY TRM V11 pg. 245
| Measure life | 1: 15; 2: NY TRM V11 pg. 245
| Incremental cost | 2: NY TRM V11 pg. 245
| EC Circulator hhp | 1: Approx PSC; 2: Wbaseline; 3: Wee; 4: delkWh; 5: delkW; 6: %Savings; 7: Weighting
| 0.002 | 1: 1/40; 2: 60; 3: 15; 4: 236.52; 5: 0.036; 6: 0.75; 7: 0.125
| 0.009 | 1: 1/40; 2: 77; 3: 29; 4: 252.288; 5: 0.0384; 6: 0.62338; 7: 0.125
| 0.016 | 1: 1/25; 2: 96; 3: 40; 4: 294.336; 5: 0.0448; 6: 0.58333; 7: 0.125
| 0.023 | 1: 1/25; 2: 124; 3: 53; 4: 373.176; 5: 0.0568; 6: 0.57258; 7: 0.125
| 0.03 | 1: 1/12; 2: 132; 3: 58; 4: 388.944; 5: 0.0592; 6: 0.56061; 7: 0.125
| 0.097 | 1: 1/6; 2: 269; 3: 138; 4: 688.536; 5: 0.1048; 6: 0.48699; 7: 0.125
| 0.099 | 1: 1/6; 2: 282; 3: 145; 4: 720.072; 5: 0.1096; 6: 0.48582; 7: 0.125
| 0.57 | 1: 1; 2: 962; 3: 555; 4: 2139.192; 5: 0.3256; 6: 0.42308; 7: 0.125
[5 empty] | 636.633 | 0.0969 | 56.07%
Note on C115: [Threaded comment] Your version of Excel allows you to read this threaded comment; however, any edits to it will get removed if the file is opened in a newer version of Excel. Learn more: https://go.microsoft.com/fwlink/?linkid=870924 Comment: Factors here are from the NY baseline work. Needs to be adjusted to PR levels

## ES Ceiling Fan
| MEASURE GROUP DEFINITION |  |  |  | REGION | #REF!
| INPUT CELLS | CALCULATED CELLS
| MEASURE NAME | [10 empty] | TAB NAMING LOOKUPS (DEFINED BY OVERALL PROJECT, NOT SPECIFIC MEASURE)
| Short Name (Same as Tab Name!) | Long Name | Sector (full name) | Life | Life Source | [6 empty] | Fuel Type
| ES Ceiling Fan | ENERGY STAR Ceiling Fan | Residential | 10 | IL TRM V12 | [6 empty] | Fuel | Electric | Gas | Oil | Propane
[12 empty] | Abbreviation | E | G | O | P
| TAB BREAKOUT |  |  |  |  | [PULL FORMULA DOWN] | [PULL FORMULA DOWN]
# | Primary Fuel | Secondary Fuel (blank OK) | End Use | Market (RET or MD) | Custom Field (blank OK) | Fuel Abbreviations | End Use Abbr. | UNIQUE MEASURE NAME | Long Name |  |  | Sector
1 | Electric |  | Other | RET |  | E | Oth | ES Ceiling Fan_Res, E - Oth (RET) | ENERGY STAR Ceiling Fan |  |  | Sector | Residential | C&I
2 | [11 empty] | Abbreviation | Res | CI
3
4 | [11 empty] | Market
5 | [11 empty] | Market | Retrofit | Market-Driven
6 | [11 empty] | Abbreviation | RET | MD
7
8 | [11 empty] | Building Types
9 | [11 empty] | Building Types | Single Family | Multifamily | LI Single Family | LI Multifamily | Small Education - College/University | Small Education - Other | Small Grocery | Small Health - Hospital | Small Health - Other | Small Industrial Manufacturing | Small Institutional/Public Service | Small Lodging | Small Miscellaneous/Other | Small Office | Small Restaurant | Small Retail | Small Warehouse | Large Education - College/University | Large Education - Other | Large Grocery | Large Health - Hospital | Large Health - Other | Large Industrial Manufacturing | Large Institutional/Public Service | Large Lodging | Large Miscellaneous/Other | Large Office | Large Restaurant | Large Retail | Large Warehouse
10
End Use
[12 empty] | End Use | Appliances | Cooking | Cooling | Exterior Lighting | Interior Lighting | Other | Plug Loads | Refrigeration | Space Heating | Ventilation | Water Heating | Drives | Motors and VFDs | Compressed Air Systems | Process Cooling and Refrigeration | Process Heating | Total Electric | Total Gas
[12 empty] | Abbreviation | Appl | Cook | Cool | ExtL | IntL | Oth | Plug | Refr | Heat | Vent | HWat | Driv | Motr | CAS | PrC | PrH | TotE | TotG
KEY FOR MEASURE DATA ROWS
CALCULATED FIELD
ENTER MANUALLY OR FORMULAICALLY FROM CALCULATIONS SECTION
MEASURE DATA
SOURCES
| GENERAL ('Measures' Sheet) INPUTS | 1 | 2 | 3 | 4 | 5 | 6 | 7 | 8 | 9 | 10 | 1 | 2 | 3 | 4 | 5 | 6 | 7 | 8 | 9 | 10
1 | Measure Name | 1: ES Ceiling Fan_Res, E - Oth (RET); SOURCES 1: ES Ceiling Fan_Res, E - Oth (RET)
2 | Measure Long Name | 1: ENERGY STAR Ceiling Fan; SOURCES 1: -
3 | Parent Measure Name | 1: ES Ceiling Fan_Res, E - Oth (RET); SOURCES 1: -
4 | Parent Measure Long Name | 1: ENERGY STAR Ceiling Fan; SOURCES 1: -
5 | Sector | 1: Residential; SOURCES 1: -
6 | Description | 1: ENERGY STAR qualified ceiling fan with no light units are over 50% more efficient than conventional fans. They also use improved motors and blade designs. Includes fan-only options; SOURCES 1: -
7 | Life | 1: 10; SOURCES 1: -
8 | Exist. Life | bar: SOURCES 1
9 | Primary Fuel | bar: 1 to SOURCES 1
10 | Secondary Fuel | bar: SOURCES 1
11 | Primary Fuel End Use | 1: Other; SOURCES 1: -
12 | Secondary Fuel End Use | bar: SOURCES 1
13 | Elec Load Shape | bar: SOURCES 1
14 | Fuel Switch (Y/N) | bar: SOURCES 1
15 | Waste Heat Adjust. (Y/N) | bar: SOURCES 1
16 | Depends On | bar: SOURCES 1
17 | Links With | bar: SOURCES 1
18 | Mutual Exclusivity | bar: SOURCES 1
19 | bar: SOURCES 1
20 | GENERAL ('MeasChars' Sheet) INPUTS | 1: ENERGY STAR Ceiling Fan; SOURCES 1: -
21 | Mkt (MD or RET) | 1: RET; SOURCES 1: -
22 | Target Markets (NC, RENO, REPL, RET) | 1: #REF!; SOURCES 1: -
23 | Baseline Description | 1: Existing Non-ENERGY STAR Ceiling Fan; SOURCES 1: -
24 | Efficient Description | 1: ENERGY STAR Ceiling Fan; SOURCES 1: -
25 | Start Year | 1: #REF!; SOURCES 1: -
26 | End Year | 1: #REF!; SOURCES 1: -
27 | Building type assumed for characterization | 1: Single Family; SOURCES 1: -
28 | Units for Costs & Savings Values | 1: Ceiling Fan; SOURCES 1: -
29 | Efficient kW ¦ MMBtu | bar: SOURCES 1
30 | Baseline kW ¦ MMBtu | bar: SOURCES 1
31 | Full Load Hours | bar: SOURCES 1
32 | kWh ¦ MMBtu Annual Savings | 1: 20.8193; SOURCES 1: -
33 | % Savings (primary fuel) | 1: 57.58%; SOURCES 1: 7,2,3,8
34 | Efficient Equip Cost | bar: SOURCES 1
35 | Baseline Equip Cost | bar: SOURCES 1
36 | Incremental Cost | 1: 30.71; SOURCES 1: -
37 | Incremental Cost per kWh ¦ MMBtu Saved | 1: 1.4751; SOURCES 1: 4
38 | bar: SOURCES 1
39 | SECONDARY END-USE FUEL IMPACTS (MMBtu/kWh), OR Elec Impacts (kWh/MMBtu) | 1: ENERGY STAR Ceiling Fan; SOURCES 1: -
40 | Fossil Fuel (or Elec) Savings - increased use is negative (MMBtu/yr ¦ kWh/yr) | bar: SOURCES 1
41 | Annual Fossil Fuel (or Elec) Savings per Elec (or FF) Savings - increased is negative (MMBtu/kWh ¦ kWh/MMBtu saved) | bar: SOURCES 1
42 | bar: SOURCES 1
43 | EARLY-RETIREMENT RETROFIT MEASURE INPUTS | bar: SOURCES 1
44 | Baseline Equip. Life | 1: 10; SOURCES 1: -
45 | Baseline Equip. Age | 1: 6.6667; SOURCES 1: -
46 | Baseline Cost | bar: SOURCES 1
47 | Baseline Cost per kWh ¦ MMBtu saved | bar: SOURCES 1
48 | Baseline shift savings factor (for RET) | bar: SOURCES 1
49 | bar: SOURCES 1
50 | O&M INPUTS | bar: SOURCES 1
51 | Efficient Component 1 (description) | bar: SOURCES 1
52 | Eff Component 1 Life (years) | bar: SOURCES 1
53 | Eff Component 1 Replacement Cost | bar: SOURCES 1
54 | Eff Component 1 Replacement Cost per kWh ¦ MMBtu saved | bar: SOURCES 1
55 | Efficient Component 2 (description) | bar: SOURCES 1
56 | Eff Component 2 Life (years) | bar: SOURCES 1
57 | Eff Component 2 Replacement Cost | bar: SOURCES 1
58 | Eff Component 2 Replacement Cost per kWh ¦ MMBtu saved | bar: SOURCES 1
59 | Baseline Component 1 (description) | bar: SOURCES 1
60 | Baseline Component 1 Life (years) | bar: SOURCES 1
61 | Baseline Component 1 Replacement Cost | bar: SOURCES 1
62 | Baseline Component 1 Replacement Cost per kWh ¦ MMBtu saved | bar: SOURCES 1
63 | Baseline Component 2 (description) | bar: SOURCES 1
64 | Baseline Component 2 Life (years) | bar: SOURCES 1
65 | Baseline Component 2 Replacement Cost | bar: SOURCES 1
66 | Baseline Component 2 Replacement Cost per kWh ¦ MMBtu saved | bar: SOURCES 1
67 | O&M Annual Levelized Cost ($/kWh ¦ $/MMBtu) | bar: SOURCES 1
68 | bar: SOURCES 1
69 | Water INPUTS | bar: SOURCES 1
70 | Water (gal/yr) | bar: SOURCES 1
71 | Water [gal/yr per kWh ¦ MMBtu saved] | bar: SOURCES 1
CALCULATIONS
delkWH = [Days* FanHours * ((%Lowbase * WattsLowbase) + (%Medbase * WattsMedbase) + (%Highbase * WattsHighbase))/1000 ] - [Days * FanHours * ((%LowES * WattsLowES) + (%MedES * WattsMedES) + (%HighES * WattsHighES))/1000]
MEASURE PARAMETERS
| Factors | 1: Value; 2: Source; 3: Description
| Days | 1: 365.25; 2: IL TRM V12 pg. 199-202; 3: Days used per year; use default if actuals are unknown
| Fanhours | 1: 3; 2: IL TRM V12 pg. 199-202; 3: Daily fan 'On hours'; used default is actuals are unknown
| Lowbase | 1: 40%; 2: IL TRM V12 pg. 199-202; 3: Percent of time spent at Low speed of baseline
| Wattslowbase | 1: 15; 2: IL TRM V12 pg. 199-202; 3: Fan wattage at Low speed of baseline
| Medbase | 1: 40%; 2: IL TRM V12 pg. 199-202; 3: Percent of time spent at Medium speed of baseline
| Wattsmedbase | 1: 34; 2: IL TRM V12 pg. 199-202; 3: Fan wattage at Medium speed of baseline
| Highbase | 1: 20%; 2: IL TRM V12 pg. 199-202; 3: Percent of time spent at High speed of baseline
| Wattshighbase | 1: 67; 2: IL TRM V12 pg. 199-202; 3: Fan wattage at High speed of baseline
| Lowee | 1: 40%; 2: IL TRM V12 pg. 199-202; 3: Percent of time spent at Low speed of ENERGY STAR
| Wattslowee | 1: 5; 2: IL TRM V12 pg. 199-202; 3: Fan wattage at Low speed of ENERGY STAR
| Medee | 1: 40%; 2: IL TRM V12 pg. 199-202; 3: Percent of time spent at Medium speed of ENERGY STAR
| Wattsmedee | 1: 14; 2: IL TRM V12 pg. 199-202; 3: Fan wattage at Medium speed of ENERGY STAR
| Highee | 1: 20%; 2: IL TRM V12 pg. 199-202; 3: Percent of time spent at High speed of ENERGY STAR
| Wattshighee | 1: 32; 2: IL TRM V12 pg. 199-202; 3: Fan wattage at High speed of ENERGY STAR
| CF | 1: 0.3; 2: IL TRM V12 pg. 199-202; 3: Summer Peak coincidence factor for ventilation savings
| Measure Lifetime (years) | 1: 10; 2: IL TRM V12 pg. 199-202
| Unit Participant Incremental Cost ($) | 1: 30.71; 2: IL TRM V12 pg. 199-202
SUBMEASURE AGGREGATION - Appliance (Electric Washer and Electric Dryer)
| kWh Savings | 1: Peak kW Savings; 2: Unit kW Savings; 3: % Savings; 4: kWh/kW; 5: Incremental Cost per kWh Savings; 6: Weighting
| 20.8193 | 1: 0.0105; 2: 0.020819; 3: 57.58%; 4: 1982.7857; 5: 1.4751; 6: 100%
Note on C126: [Threaded comment] Your version of Excel allows you to read this threaded comment; however, any edits to it will get removed if the file is opened in a newer version of Excel. Learn more: https://go.microsoft.com/fwlink/?linkid=870924 Comment: IL Specific value, needs to be refreshed to PR levels

## Level 2 EV Charger
| MEASURE GROUP DEFINITION |  |  |  | REGION | #REF!
| INPUT CELLS | CALCULATED CELLS
| MEASURE NAME | [10 empty] | TAB NAMING LOOKUPS (DEFINED BY OVERALL PROJECT, NOT SPECIFIC MEASURE)
| Short Name (Same as Tab Name!) | Long Name | Sector (full name) | Life | Life Source | [6 empty] | Fuel Type
| Level 2 EV Charger | Level 2 Electric Vehicle Charger | Residential | 10 | 2 | [6 empty] | Fuel | Electric | Gas | Oil | Propane
[12 empty] | Abbreviation | E | G | O | P
| TAB BREAKOUT |  |  |  |  | [PULL FORMULA DOWN] | [PULL FORMULA DOWN]
# | Primary Fuel | Secondary Fuel (blank OK) | End Use | Market (RET or MD) | Custom Field (blank OK) | Fuel Abbreviations | End Use Abbr. | UNIQUE MEASURE NAME | Long Name |  |  | Sector
1 | Electric |  | Plug Loads | MD |  | E | Plug | Level 2 EV Charger_Res, E - Plug (MD) | Level 2 Electric Vehicle Charger |  |  | Sector | Residential | C&I
2 | [11 empty] | Abbreviation | Res | CI
3
4 | [11 empty] | Market
5 | [11 empty] | Market | Retrofit | Market-Driven
6 | [11 empty] | Abbreviation | RET | MD
7
8 | [11 empty] | Building Types
9 | [11 empty] | Building Types | Single Family | Multifamily | LI Single Family | LI Multifamily | Small Education - College/University | Small Education - Other | Small Grocery | Small Health - Hospital | Small Health - Other | Small Industrial Manufacturing | Small Institutional/Public Service | Small Lodging | Small Miscellaneous/Other | Small Office | Small Restaurant | Small Retail | Small Warehouse | Large Education - College/University | Large Education - Other | Large Grocery | Large Health - Hospital | Large Health - Other | Large Industrial Manufacturing | Large Institutional/Public Service | Large Lodging | Large Miscellaneous/Other | Large Office | Large Restaurant | Large Retail | Large Warehouse
10
End Use
[12 empty] | End Use | Appliances | Cooking | Cooling | Exterior Lighting | Interior Lighting | Other | Plug Loads | Refrigeration | Space Heating | Ventilation | Water Heating | Drives | Motors and VFDs | Compressed Air Systems | Process Cooling and Refrigeration | Process Heating | Total Electric | Total Gas
[12 empty] | Abbreviation | Appl | Cook | Cool | ExtL | IntL | Oth | Plug | Refr | Heat | Vent | HWat | Driv | Motr | CAS | PrC | PrH | TotE | TotG
KEY FOR MEASURE DATA ROWS
CALCULATED FIELD
ENTER MANUALLY OR FORMULAICALLY FROM CALCULATIONS SECTION
MEASURE DATA
SOURCES
| GENERAL ('Measures' Sheet) INPUTS | 1 | 2 | 3 | 4 | 5 | 6 | 7 | 8 | 9 | 10 | 1 | 2 | 3 | 4 | 5 | 6 | 7 | 8 | 9 | 10
1 | Measure Name | 1: Level 2 EV Charger_Res, E - Plug (MD); SOURCES 1: Level 2 EV Charger_Res, E - Plug (MD)
2 | Measure Long Name | 1: Level 2 Electric Vehicle Charger; SOURCES 1: -
3 | Parent Measure Name | 1: Level 2 EV Charger_Res, E - Plug (MD); SOURCES 1: -
4 | Parent Measure Long Name | 1: Level 2 Electric Vehicle Charger; SOURCES 1: -
5 | Sector | 1: Residential; SOURCES 1: -
6 | Description | 1: Installation of ENERGY STAR certified Vehicle Charger; SOURCES 1: -
7 | Life | 1: 10; SOURCES 1: -
8 | Exist. Life | bar: SOURCES 1
9 | Primary Fuel | bar: 1 to SOURCES 1
10 | Secondary Fuel | bar: SOURCES 1
11 | Primary Fuel End Use | 1: Plug Loads; SOURCES 1: -
12 | Secondary Fuel End Use | bar: SOURCES 1
13 | Elec Load Shape | bar: SOURCES 1
14 | Fuel Switch (Y/N) | bar: SOURCES 1
15 | Waste Heat Adjust. (Y/N) | bar: SOURCES 1
16 | Depends On | bar: SOURCES 1
17 | Links With | bar: SOURCES 1
18 | Mutual Exclusivity | bar: SOURCES 1
19 | bar: SOURCES 1
20 | GENERAL ('MeasChars' Sheet) INPUTS | 1: Level 2 Electric Vehicle Charger; SOURCES 1: -
21 | Mkt (MD or RET) | bar: 1 to SOURCES 1
22 | Target Markets (NC, RENO, REPL, RET) | 1: #REF!; SOURCES 1: -
23 | Baseline Description | 1: Non ENERGY STAR Vehicle Charger; SOURCES 1: -
24 | Efficient Description | 1: ENERGY STAR Vehicle Charger; SOURCES 1: -
25 | Start Year | 1: #REF!; SOURCES 1: -
26 | End Year | 1: #REF!; SOURCES 1: -
27 | Building type assumed for characterization | 1: Single Family; SOURCES 1: -
28 | Units for Costs & Savings Values | bar: SOURCES 1
29 | Efficient kW ¦ MMBtu | bar: SOURCES 1
30 | Baseline kW ¦ MMBtu | bar: SOURCES 1
31 | Full Load Hours | bar: SOURCES 1
32 | kWh ¦ MMBtu Annual Savings | 1: 34.7743; SOURCES 1: -
33 | % Savings (primary fuel) | 1: 50.44%; SOURCES 1: 2
34 | Efficient Equip Cost | bar: SOURCES 1
35 | Baseline Equip Cost | bar: SOURCES 1
36 | Incremental Cost | 1: 65.5; SOURCES 1: -
37 | Incremental Cost per kWh ¦ MMBtu Saved | 1: 5.0319; SOURCES 1: 4
38 | bar: SOURCES 1
39 | SECONDARY END-USE FUEL IMPACTS (MMBtu/kWh), OR Elec Impacts (kWh/MMBtu) | 1: Level 2 Electric Vehicle Charger; SOURCES 1: -
40 | Fossil Fuel (or Elec) Savings - increased use is negative (MMBtu/yr ¦ kWh/yr) | bar: SOURCES 1
41 | Annual Fossil Fuel (or Elec) Savings per Elec (or FF) Savings - increased is negative (MMBtu/kWh ¦ kWh/MMBtu saved) | bar: SOURCES 1
42 | bar: SOURCES 1
43 | EARLY-RETIREMENT RETROFIT MEASURE INPUTS | bar: SOURCES 1
44 | Baseline Equip. Life | bar: SOURCES 1
45 | Baseline Equip. Age | bar: SOURCES 1
46 | Baseline Cost | bar: SOURCES 1
47 | Baseline Cost per kWh ¦ MMBtu saved | bar: SOURCES 1
48 | Baseline shift savings factor (for RET) | bar: SOURCES 1
49 | bar: SOURCES 1
50 | O&M INPUTS | bar: SOURCES 1
51 | Efficient Component 1 (description) | bar: SOURCES 1
52 | Eff Component 1 Life (years) | bar: SOURCES 1
53 | Eff Component 1 Replacement Cost | bar: SOURCES 1
54 | Eff Component 1 Replacement Cost per kWh ¦ MMBtu saved | bar: SOURCES 1
55 | Efficient Component 2 (description) | bar: SOURCES 1
56 | Eff Component 2 Life (years) | bar: SOURCES 1
57 | Eff Component 2 Replacement Cost | bar: SOURCES 1
58 | Eff Component 2 Replacement Cost per kWh ¦ MMBtu saved | bar: SOURCES 1
59 | Baseline Component 1 (description) | bar: SOURCES 1
60 | Baseline Component 1 Life (years) | bar: SOURCES 1
61 | Baseline Component 1 Replacement Cost | bar: SOURCES 1
62 | Baseline Component 1 Replacement Cost per kWh ¦ MMBtu saved | bar: SOURCES 1
63 | Baseline Component 2 (description) | bar: SOURCES 1
64 | Baseline Component 2 Life (years) | bar: SOURCES 1
65 | Baseline Component 2 Replacement Cost | bar: SOURCES 1
66 | Baseline Component 2 Replacement Cost per kWh ¦ MMBtu saved | bar: SOURCES 1
67 | O&M Annual Levelized Cost ($/kWh ¦ $/MMBtu) | bar: SOURCES 1
68 | bar: SOURCES 1
69 | Water INPUTS | bar: SOURCES 1
70 | Water (gal/yr) | bar: SOURCES 1
71 | Water [gal/yr per kWh ¦ MMBtu saved] | bar: SOURCES 1
delkWh = (((Hours_PS + Hours_US) * SP_base) - (Hours_PS * SP_EEp + Hours_US * SP_EEu))/ 1000)
delkW = (((SPbase - SPEEp)*HoursPS)+((SPbase - SPEEu)*HoursUS))*CF/((8760-HoursC)*1000)
CALCULATIONS
| INPUTS/VARIABLES | 1: VALUE; 2: SOURCE; 3: DESCRIPTION
| Measure Life | 1: 10; 2: IL TRM V12 pg. 487-489
| Incremental Cost | 1: Table; 2: IL TRM V12 pg. 487-489; 3: Incremental cost
| HoursPS | 1: 3233; 2: IL TRM V12 pg. 487-489; 3: Annual Standby Hours Plugged In
| HoursUS | 1: 5249; 2: IL TRM V12 pg. 487-489; 3: Annual Standby Hours Unplugged
| SPbase | 1: Table; 2: IL TRM V12 pg. 487-489; 3: Baseline Average Standby Power (W)
| SPEEp | 1: Table; 2: IL TRM V12 pg. 487-489; 3: Efficient Average Standby Power (W) with vehicle plugged in
| SPEEu | 1: Table; 2: IL TRM V12 pg. 487-489; 3: Efficient Average Standby Power (W) in no vehicle mode
| HoursC | 1: 278; 2: IL TRM V12 pg. 487-489; 3: Annual Active Charging Hours
| HoursP | 1: 3511; 2: IL TRM V12 pg. 487-489; 3: Total Annual Hours Plugged In
| CF | 1: 1; 2: IL TRM V12 pg. 487-489; 3: Summer peak coincidence factor
SUBMEASURE AGGREGATION
| Measure | 1: SPbase; 2: SPEEp; 3: SPEEu; 4: Incremental Cost; 5: kWh Savings; 6: Peak kW Savings; 7: Unit kW Savings; 8: % Savings; 9: kWh/kW; 10: Incremental Cost per kWh Savings; SOURCES 1: Weighting
| Non-networked charger | 1: 3.7; 2: 3.5; 3: 2.1; 4: 84; 5: 9.045; 6: 0.0010664; 8: 28.82%; 9: 8482; 10: 9.2869; SOURCES 1: 50%
| Networked charger | 1: 9.9; 2: 3.2; 3: 2.5; 4: 47; 5: 60.5037; 6: 0.0071332; 8: 72.05%; 9: 8482; 10: 0.77681; SOURCES 1: 50%
| WEIGHTED AVERAGE | 2: 0; 3: 0; 4: 65.5; 5: 34.7743; 8: 50.44%; 10: 5.0319
Note on C119: [Threaded comment] Your version of Excel allows you to read this threaded comment; however, any edits to it will get removed if the file is opened in a newer version of Excel. Learn more: https://go.microsoft.com/fwlink/?linkid=870924 Comment: Value centric to IL, PR CF needs to be evaluated

## Tier 2 Power Strip
| MEASURE GROUP DEFINITION |  |  |  | REGION | #REF!
| INPUT CELLS | CALCULATED CELLS
| MEASURE NAME | [10 empty] | TAB NAMING LOOKUPS (DEFINED BY OVERALL PROJECT, NOT SPECIFIC MEASURE)
| Short Name (Same as Tab Name!) | Long Name | Sector (full name) | Life | Life Source | [6 empty] | Fuel Type
| Tier 2 Power Strip | Advanced Tier 2 Power Strips | Residential | 7 | 2 | [6 empty] | Fuel | Electric | Gas | Oil | Propane
[12 empty] | Abbreviation | E | G | O | P
| TAB BREAKOUT |  |  |  |  | [PULL FORMULA DOWN] | [PULL FORMULA DOWN]
# | Primary Fuel | Secondary Fuel (blank OK) | End Use | Market (RET or MD) | Custom Field (blank OK) | Fuel Abbreviations | End Use Abbr. | UNIQUE MEASURE NAME | Long Name |  |  | Sector
1 | Electric |  | Plug Loads | RET |  | E | Plug | Tier 2 Power Strip_Res, E - Plug (RET) | Advanced Tier 2 Power Strips |  |  | Sector | Residential | C&I
2 | [11 empty] | Abbreviation | Res | CI
3
4 | [11 empty] | Market
5 | [11 empty] | Market | Retrofit | Market-Driven
6 | [11 empty] | Abbreviation | RET | MD
7
8 | [11 empty] | Building Types
9 | [11 empty] | Building Types | Single Family | Multifamily | LI Single Family | LI Multifamily | Small Education - College/University | Small Education - Other | Small Grocery | Small Health - Hospital | Small Health - Other | Small Industrial Manufacturing | Small Institutional/Public Service | Small Lodging | Small Miscellaneous/Other | Small Office | Small Restaurant | Small Retail | Small Warehouse | Large Education - College/University | Large Education - Other | Large Grocery | Large Health - Hospital | Large Health - Other | Large Industrial Manufacturing | Large Institutional/Public Service | Large Lodging | Large Miscellaneous/Other | Large Office | Large Restaurant | Large Retail | Large Warehouse
10
End Use
[12 empty] | End Use | Appliances | Cooking | Cooling | Exterior Lighting | Interior Lighting | Other | Plug Loads | Refrigeration | Space Heating | Ventilation | Water Heating | Drives | Motors and VFDs | Compressed Air Systems | Process Cooling and Refrigeration | Process Heating | Total Electric | Total Gas
[12 empty] | Abbreviation | Appl | Cook | Cool | ExtL | IntL | Oth | Plug | Refr | Heat | Vent | HWat | Driv | Motr | CAS | PrC | PrH | TotE | TotG
KEY FOR MEASURE DATA ROWS
CALCULATED FIELD
ENTER MANUALLY OR FORMULAICALLY FROM CALCULATIONS SECTION
MEASURE DATA
SOURCES
| GENERAL ('Measures' Sheet) INPUTS | 1 | 2 | 3 | 4 | 5 | 6 | 7 | 8 | 9 | 10 | 1 | 2 | 3 | 4 | 5 | 6 | 7 | 8 | 9 | 10
1 | Measure Name | 1: Tier 2 Power Strip_Res, E - Plug (RET); SOURCES 1: Tier 2 Power Strip_Res, E - Plug (RET)
2 | Measure Long Name | 1: Advanced Tier 2 Power Strips; SOURCES 1: -
3 | Parent Measure Name | 1: Tier 2 Power Strip_Res, E - Plug (RET); SOURCES 1: -
4 | Parent Measure Long Name | 1: Advanced Tier 2 Power Strips; SOURCES 1: -
5 | Sector | 1: Residential; SOURCES 1: -
6 | Description | 1: Advanced power strips are power strips that contain a number of controlled sockets and at least one uncontrolled socket. When the appliance that is plugged into the uncontrolled socket is turned off, the power strips shuts off the appliances that are plugged into the controlled sockets. These have recently been renamed Tier 1 power strips. Tier 2 power strips expand on this functionality by using algorithms to monitor the power of all controlled devices, whereas Tier 1 power strips only monitor the master device and turns off peripheral devices accordingly. Tier 2 power strips use infrared (IR) sensing and Root Mean Squared (RMS) power sensing to detect energy consumption from connected devices; tier 1 power strips only use current sensing. After 1 hour of inactivity, energy savings are delivered by turning off power to inactive devices.; SOURCES 1: -
7 | Life | 1: 7; SOURCES 1: -
8 | Exist. Life | bar: SOURCES 1
9 | Primary Fuel | bar: 1 to SOURCES 1
10 | Secondary Fuel | bar: SOURCES 1
11 | Primary Fuel End Use | 1: Plug Loads; SOURCES 1: -
12 | Secondary Fuel End Use | bar: SOURCES 1
13 | Elec Load Shape | bar: SOURCES 1
14 | Fuel Switch (Y/N) | bar: SOURCES 1
15 | Waste Heat Adjust. (Y/N) | bar: SOURCES 1
16 | Depends On | bar: SOURCES 1
17 | Links With | bar: SOURCES 1
18 | Mutual Exclusivity | bar: SOURCES 1
19 | bar: SOURCES 1
20 | GENERAL ('MeasChars' Sheet) INPUTS | 1: Advanced Tier 2 Power Strips; SOURCES 1: -
21 | Mkt (MD or RET) | 1: RET; SOURCES 1: -
22 | Target Markets (NC, RENO, REPL, RET) | 1: #REF!; SOURCES 1: -
23 | Baseline Description | 1: Audio-visual home entertainment systems connected to wall outlet or standard power strip.; SOURCES 1: -
24 | Efficient Description | 1: Audio-visual home entertainment systems connected to advanced teir 2 power strip.; SOURCES 1: -
25 | Start Year | 1: #REF!; SOURCES 1: -
26 | End Year | 1: #REF!; SOURCES 1: -
27 | Building type assumed for characterization | 1: Single Family; SOURCES 1: -
28 | Units for Costs & Savings Values | bar: SOURCES 1
29 | Efficient kW ¦ MMBtu | bar: SOURCES 1
30 | Baseline kW ¦ MMBtu | bar: SOURCES 1
31 | Full Load Hours | bar: SOURCES 1
32 | kWh ¦ MMBtu Annual Savings | 1: 116.3835; SOURCES 1: -
33 | % Savings (primary fuel) | 1: 0.24975; SOURCES 1: 2
34 | Efficient Equip Cost | bar: SOURCES 1
35 | Baseline Equip Cost | 1: 20; SOURCES 1: -
36 | Incremental Cost | 1: 0; SOURCES 1: -
37 | Incremental Cost per kWh ¦ MMBtu Saved | 1: 0; SOURCES 1: 4
38 | bar: SOURCES 1
39 | SECONDARY END-USE FUEL IMPACTS (MMBtu/kWh), OR Elec Impacts (kWh/MMBtu) | 1: Advanced Tier 2 Power Strips; SOURCES 1: -
40 | Fossil Fuel (or Elec) Savings - increased use is negative (MMBtu/yr ¦ kWh/yr) | bar: SOURCES 1
41 | Annual Fossil Fuel (or Elec) Savings per Elec (or FF) Savings - increased is negative (MMBtu/kWh ¦ kWh/MMBtu saved) | bar: SOURCES 1
42 | bar: SOURCES 1
43 | EARLY-RETIREMENT RETROFIT MEASURE INPUTS | bar: SOURCES 1
44 | Baseline Equip. Life | 1: 7; SOURCES 1: -
45 | Baseline Equip. Age | 1: 4.6667; SOURCES 1: -
46 | Baseline Cost | 1: 20; SOURCES 1: -
47 | Baseline Cost per kWh ¦ MMBtu saved | 1: 0.17185; SOURCES 1: -
48 | Baseline shift savings factor (for RET) | bar: SOURCES 1
49 | bar: SOURCES 1
50 | O&M INPUTS | bar: SOURCES 1
51 | Efficient Component 1 (description) | bar: SOURCES 1
52 | Eff Component 1 Life (years) | bar: SOURCES 1
53 | Eff Component 1 Replacement Cost | bar: SOURCES 1
54 | Eff Component 1 Replacement Cost per kWh ¦ MMBtu saved | bar: SOURCES 1
55 | Efficient Component 2 (description) | bar: SOURCES 1
56 | Eff Component 2 Life (years) | bar: SOURCES 1
57 | Eff Component 2 Replacement Cost | bar: SOURCES 1
58 | Eff Component 2 Replacement Cost per kWh ¦ MMBtu saved | bar: SOURCES 1
59 | Baseline Component 1 (description) | bar: SOURCES 1
60 | Baseline Component 1 Life (years) | bar: SOURCES 1
61 | Baseline Component 1 Replacement Cost | bar: SOURCES 1
62 | Baseline Component 1 Replacement Cost per kWh ¦ MMBtu saved | bar: SOURCES 1
63 | Baseline Component 2 (description) | bar: SOURCES 1
64 | Baseline Component 2 Life (years) | bar: SOURCES 1
65 | Baseline Component 2 Replacement Cost | bar: SOURCES 1
66 | Baseline Component 2 Replacement Cost per kWh ¦ MMBtu saved | bar: SOURCES 1
67 | O&M Annual Levelized Cost ($/kWh ¦ $/MMBtu) | bar: SOURCES 1
68 | bar: SOURCES 1
69 | Water INPUTS | bar: SOURCES 1
70 | Water (gal/yr) | bar: SOURCES 1
71 | Water [gal/yr per kWh ¦ MMBtu saved] | bar: SOURCES 1
CALCULATIONS
ALGORITHMS
Delta kWh = ERP * BaselineEnergyAV * ISR
Delta kW Peak = delkWh / Hours * CF
| INPUTS/VARIABLES | 1: VALUE; 2: SOURCE; 3: DESCRIPTION
| BaselineEnergyAV | 1: 466; 2: IL TRM V12, pg. 92-95; 3: BaselineEnergy AV
| ERP | 1: Table; 2: IL TRM V12, pg. 92-95; 3: Energy Reduction Percentage of qualifying Tier2 AV APS product range as provided below. Savings are based upon independent field trials of two product manufacturers and the savings differences are assumed to relate to the product classifications provided below. Additional evaluation will be reviewed in future cycles to confirm if additional classification categories are appropriate
| ISR | 1: Table; 2: IL TRM V12, pg. 92-95; 3: In-Service Rate
| Hours | 1: 4380; 2: IL TRM V12, pg. 92-95; 3: Annual number of hours during which the APS provides savings
| Lifetime | 1: 7; 2: IL TRM V12, pg. 92-95; 3: Measure life of power strip
| Incremental Cost | 2: IL TRM V12, pg. 92-95
| CF | 1: 0.8; 2: IL TRM V12, pg. 92-95
| Product Type | 1: ERP; 2: ISR; 3: Incremental Cost
| Infrared Only | 1: 40%; 2: 73%; 3: Actuals
| Infrared and Occupancy Sensor | 1: 25%; 2: 83%; 3: Actuals
SUBMEASURE AGGREGATION
| Product Type | 1: Delta kWh; 2: Peak kW; 3: % Savings; 4: Incremental Cost/kWh; 5: Weighting
| Infrared Only | 1: 136.072; 2: 0.024853; 3: 29.2%; 4: 0; 5: 50%
| Infrared and Occupancy Sensor | 1: 96.695; 2: 0.017661; 3: 20.75%; 4: 0; 5: 50%
| WEIGHTED AVERAGE | 1: 116.3835; 2: 0.021257; 3: 24.97%; 4: 0
Note on C116: [Threaded comment] Your version of Excel allows you to read this threaded comment; however, any edits to it will get removed if the file is opened in a newer version of Excel. Learn more: https://go.microsoft.com/fwlink/?linkid=870924 Comment: Region agnostic source? This is estimate based on assumption that approximately half of savings are during active hours (supported by AESC study) (assumed to be 5.3 hrs/day, 1936 per year (NYSERDA 2011. “Advanced Power Strip Research Report”)) and half during standby hours (8760-1936 = 6824 hours). The weighted average is 4380.
Note on C119: [Threaded comment] Your version of Excel allows you to read this threaded comment; however, any edits to it will get removed if the file is opened in a newer version of Excel. Learn more: https://go.microsoft.com/fwlink/?linkid=870924 Comment: Region agnostic number, IL TRM source: In the absence of empirical evaluation data, this was based on assumptions of the typical run pattern for televisions and computers in homes.
Note on E123: [Threaded comment] Your version of Excel allows you to read this threaded comment; however, any edits to it will get removed if the file is opened in a newer version of Excel. Learn more: https://go.microsoft.com/fwlink/?linkid=870924 Comment: Needs market evaluation

## Smart Sockets
| MEASURE GROUP DEFINITION |  |  |  | REGION | #REF!
| INPUT CELLS | CALCULATED CELLS
| MEASURE NAME | [10 empty] | TAB NAMING LOOKUPS (DEFINED BY OVERALL PROJECT, NOT SPECIFIC MEASURE)
| Short Name (Same as Tab Name!) | Long Name | Sector (full name) | Life | Life Source | [6 empty] | Fuel Type
| Smart Sockets | Smart Sockets | Residential | 7 | 2 | [6 empty] | Fuel | Electric | Gas | Oil | Propane
[12 empty] | Abbreviation | E | G | O | P
| TAB BREAKOUT |  |  |  |  | [PULL FORMULA DOWN] | [PULL FORMULA DOWN]
# | Primary Fuel | Secondary Fuel (blank OK) | End Use | Market (RET or MD) | Custom Field (blank OK) | Fuel Abbreviations | End Use Abbr. | UNIQUE MEASURE NAME | Long Name |  |  | Sector
1 | Electric |  | Plug Loads | RET |  | E | Plug | Smart Sockets_Res, E - Plug (RET) | Smart Sockets |  |  | Sector | Residential | C&I
2 | [11 empty] | Abbreviation | Res | CI
3
4 | [11 empty] | Market
5 | [11 empty] | Market | Retrofit | Market-Driven
6 | [11 empty] | Abbreviation | RET | MD
7
8 | [11 empty] | Building Types
9 | [11 empty] | Building Types | Single Family | Multifamily | LI Single Family | LI Multifamily | Small Education - College/University | Small Education - Other | Small Grocery | Small Health - Hospital | Small Health - Other | Small Industrial Manufacturing | Small Institutional/Public Service | Small Lodging | Small Miscellaneous/Other | Small Office | Small Restaurant | Small Retail | Small Warehouse | Large Education - College/University | Large Education - Other | Large Grocery | Large Health - Hospital | Large Health - Other | Large Industrial Manufacturing | Large Institutional/Public Service | Large Lodging | Large Miscellaneous/Other | Large Office | Large Restaurant | Large Retail | Large Warehouse
10
End Use
[12 empty] | End Use | Appliances | Cooking | Cooling | Exterior Lighting | Interior Lighting | Other | Plug Loads | Refrigeration | Space Heating | Ventilation | Water Heating | Drives | Motors and VFDs | Compressed Air Systems | Process Cooling and Refrigeration | Process Heating | Total Electric | Total Gas
[12 empty] | Abbreviation | Appl | Cook | Cool | ExtL | IntL | Oth | Plug | Refr | Heat | Vent | HWat | Driv | Motr | CAS | PrC | PrH | TotE | TotG
KEY FOR MEASURE DATA ROWS
CALCULATED FIELD
ENTER MANUALLY OR FORMULAICALLY FROM CALCULATIONS SECTION
MEASURE DATA
SOURCES
| GENERAL ('Measures' Sheet) INPUTS | 1 | 2 | 3 | 4 | 5 | 6 | 7 | 8 | 9 | 10 | 1 | 2 | 3 | 4 | 5 | 6 | 7 | 8 | 9 | 10
1 | Measure Name | 1: Smart Sockets_Res, E - Plug (RET); SOURCES 1: Smart Sockets_Res, E - Plug (RET)
2 | Measure Long Name | 1: Smart Sockets; SOURCES 1: -
3 | Parent Measure Name | 1: Smart Sockets_Res, E - Plug (RET); SOURCES 1: -
4 | Parent Measure Long Name | 1: Smart Sockets; SOURCES 1: -
5 | Sector | 1: Residential; SOURCES 1: -
6 | Description | 1: Smart sockets achieve savings through the reduction of the standby load of the controlled appliance, as well as eliminating the operation of an appliance during unoccupied hours. The standby power consumption of home appliances can be significantly reduced.; SOURCES 1: -
7 | Life | 1: 7; SOURCES 1: -
8 | Exist. Life | bar: SOURCES 1
9 | Primary Fuel | bar: 1 to SOURCES 1
10 | Secondary Fuel | bar: 1 to SOURCES 1
11 | Primary Fuel End Use | 1: Plug Loads; SOURCES 1: -
12 | Secondary Fuel End Use | bar: SOURCES 1
13 | Elec Load Shape | bar: SOURCES 1
14 | Fuel Switch (Y/N) | bar: SOURCES 1
15 | Waste Heat Adjust. (Y/N) | bar: SOURCES 1
16 | Depends On | bar: SOURCES 1
17 | Links With | bar: SOURCES 1
18 | Mutual Exclusivity | bar: SOURCES 1
19 | bar: SOURCES 1
20 | GENERAL ('MeasChars' Sheet) INPUTS | 1: Smart Sockets; SOURCES 1: -
21 | Mkt (MD or RET) | 1: RET; SOURCES 1: -
22 | Target Markets (NC, RENO, REPL, RET) | 1: #REF!; SOURCES 1: -
23 | Baseline Description | 1: Audio-visual home entertainment systems connected to wall outlet or standard power strip.; SOURCES 1: -
24 | Efficient Description | 1: Audio-visual home entertainment systems connected to advanced teir 2 power strip.; SOURCES 1: -
25 | Start Year | 1: #REF!; SOURCES 1: -
26 | End Year | 1: #REF!; SOURCES 1: -
27 | Building type assumed for characterization | 1: Single Family; SOURCES 1: -
28 | Units for Costs & Savings Values | bar: SOURCES 1
29 | Efficient kW ¦ MMBtu | bar: SOURCES 1
30 | Baseline kW ¦ MMBtu | bar: SOURCES 1
31 | Full Load Hours | bar: SOURCES 1
32 | kWh ¦ MMBtu Annual Savings | 1: 54.9037; SOURCES 1: -
33 | % Savings (primary fuel) | 1: 0.2385; SOURCES 1: 2
34 | Efficient Equip Cost | bar: SOURCES 1
35 | Baseline Equip Cost | bar: SOURCES 1
36 | Incremental Cost | 1: 9; SOURCES 1: -
37 | Incremental Cost per kWh ¦ MMBtu Saved | 1: 0.5457; SOURCES 1: 4
38 | bar: SOURCES 1
39 | SECONDARY END-USE FUEL IMPACTS (MMBtu/kWh), OR Elec Impacts (kWh/MMBtu) | 1: Smart Sockets; SOURCES 1: -
40 | Fossil Fuel (or Elec) Savings - increased use is negative (MMBtu/yr ¦ kWh/yr) | bar: SOURCES 1
41 | Annual Fossil Fuel (or Elec) Savings per Elec (or FF) Savings - increased is negative (MMBtu/kWh ¦ kWh/MMBtu saved) | bar: SOURCES 1
42 | bar: SOURCES 1
43 | EARLY-RETIREMENT RETROFIT MEASURE INPUTS | bar: SOURCES 1
44 | Baseline Equip. Life | bar: SOURCES 1
45 | Baseline Equip. Age | bar: SOURCES 1
46 | Baseline Cost | bar: SOURCES 1
47 | Baseline Cost per kWh ¦ MMBtu saved | bar: SOURCES 1
48 | Baseline shift savings factor (for RET) | bar: SOURCES 1
49 | bar: SOURCES 1
50 | O&M INPUTS | bar: SOURCES 1
51 | Efficient Component 1 (description) | bar: SOURCES 1
52 | Eff Component 1 Life (years) | bar: SOURCES 1
53 | Eff Component 1 Replacement Cost | bar: SOURCES 1
54 | Eff Component 1 Replacement Cost per kWh ¦ MMBtu saved | bar: SOURCES 1
55 | Efficient Component 2 (description) | bar: SOURCES 1
56 | Eff Component 2 Life (years) | bar: SOURCES 1
57 | Eff Component 2 Replacement Cost | bar: SOURCES 1
58 | Eff Component 2 Replacement Cost per kWh ¦ MMBtu saved | bar: SOURCES 1
59 | Baseline Component 1 (description) | bar: SOURCES 1
60 | Baseline Component 1 Life (years) | bar: SOURCES 1
61 | Baseline Component 1 Replacement Cost | bar: SOURCES 1
62 | Baseline Component 1 Replacement Cost per kWh ¦ MMBtu saved | bar: SOURCES 1
63 | Baseline Component 2 (description) | bar: SOURCES 1
64 | Baseline Component 2 Life (years) | bar: SOURCES 1
65 | Baseline Component 2 Replacement Cost | bar: SOURCES 1
66 | Baseline Component 2 Replacement Cost per kWh ¦ MMBtu saved | bar: SOURCES 1
67 | O&M Annual Levelized Cost ($/kWh ¦ $/MMBtu) | bar: SOURCES 1
68 | bar: SOURCES 1
69 | Water INPUTS | bar: SOURCES 1
70 | Water (gal/yr) | bar: SOURCES 1
71 | Water [gal/yr per kWh ¦ MMBtu saved] | bar: SOURCES 1
CALCULATIONS
ALGORITHMS
Delta kWh = ((WBase * OnAdj) – WEff) * Hours) / 1000
Delta kW Peak = delkWh / Hours * CF
| INPUTS/VARIABLES | 1: VALUE; 2: SOURCE; 3: DESCRIPTION
| Wbase | 1: Table; 2: IL TRM V12, pg. 98-101; 3: Standby power or On power consumption of connected appliance. Use actual if known, or refer to tables below
| OnAdj | 1: Table; 2: IL TRM V12, pg. 98-101; 3: Adjustment for wattages of appliances that are powered on during unoccupied hours
| Weff | 1: 0.7; 2: IL TRM V12, pg. 98-101; 3: Standby power consumption of smart socket. Use defaults if actuals are unknown
| Hours | 1: 5794.2; 2: IL TRM V12, pg. 98-101; 3: Annual number of hours during which the APS provides savings
| Lifetime | 1: 7; 2: IL TRM V12, pg. 98-101; 3: Measure life of power strip
| Incremental Cost | 1: 9; 2: IL TRM V12, pg. 98-101
| CF | 1: 0.8; 2: IL TRM V12, pg. 98-101; 3: Coincidence factor
| Product Type | 1: Power Type; 2: Wbase; 3: OnAdj; 4: Weighting
| Coffee Maker | 1: Standby; 2: 1.14; 3: 100%; 4: 6.25%
| Television, CRT | 1: Standby; 2: 3.06; 3: 100%; 4: 6.25%
| Television, Rear Projection | 1: Standby; 2: 6.97; 3: 100%; 4: 6.25%
| Television, LCD | 1: Standby; 2: 8; 3: 100%; 4: 6.25%
| Set-top Box, DVR | 1: Standby; 2: 36.68; 3: 100%; 4: 6.25%
| Set-top Box, Digital Cable | 1: Standby; 2: 17.83; 3: 100%; 4: 6.25%
| Set-top Box, Satellite | 1: Standby; 2: 15.66; 3: 100%; 4: 6.25%
| Television/VCR | 1: Standby; 2: 5.99; 3: 100%; 4: 6.25%
| VCR | 1: Standby; 2: 4.68; 3: 100%; 4: 6.25%
| Computer, Desktop | 1: Standby; 2: 2.84; 3: 100%; 4: 6.25%
| Computer Notebook | 1: Standby; 2: 8.9; 3: 100%; 4: 6.25%
| Multifunction Device, Inkjet | 1: Standby; 2: 5.26; 3: 100%; 4: 6.25%
| Multifunction Device, Laser | 1: Standby; 2: 3.12; 3: 100%; 4: 6.25%
| Scanner, Flatbed | 1: Standby; 2: 2.48; 3: 100%; 4: 6.25%
| Light | 1: On; 2: 10.4; 3: 50%; 4: 6.25%
| Fan | 1: On; 2: 70; 3: 50%; 4: 6.25%
WEIGHTED AVERAGE | bar: 1 to 3
SUBMEASURE AGGREGATION
| Product Type | 1: Delta kWh; 2: Peak kW; 3: % Savings; 4: Incremental Cost/kWh; 5: Weighting
| Coffee Maker | 1: 2.5494; 2: 0.000352; 3: 44.72%; 4: 3.5302; 5: 6.25%
| Television, CRT | 1: 13.6743; 2: 0.001888; 3: 22.38%; 4: 0.65817; 5: 6.25%
| Television, Rear Projection | 1: 36.3296; 2: 0.005016; 3: 19.19%; 4: 0.24773; 5: 6.25%
| Television, LCD | 1: 42.2977; 2: 0.00584; 3: 18.91%; 4: 0.21278; 5: 6.25%
| Set-top Box, DVR | 1: 208.4753; 2: 0.028784; 3: 17.59%; 4: 0.043171; 5: 6.25%
| Set-top Box, Digital Cable | 1: 99.2546; 2: 0.013704; 3: 17.96%; 4: 0.090676; 5: 6.25%
| Set-top Box, Satellite | 1: 86.6812; 2: 0.011968; 3: 18.07%; 4: 0.10383; 5: 6.25%
| Television/VCR | 1: 30.6513; 2: 0.004232; 3: 19.54%; 4: 0.29363; 5: 6.25%
| VCR | 1: 23.0609; 2: 0.003184; 3: 20.29%; 4: 0.39027; 5: 6.25%
| Computer, Desktop | 1: 12.3996; 2: 0.001712; 3: 22.9%; 4: 0.72583; 5: 6.25%
| Computer Notebook | 1: 47.5124; 2: 0.00656; 3: 18.73%; 4: 0.18942; 5: 6.25%
| Multifunction Device, Inkjet | 1: 26.4216; 2: 0.003648; 3: 19.91%; 4: 0.34063; 5: 6.25%
| Multifunction Device, Laser | 1: 14.022; 2: 0.001936; 3: 22.25%; 4: 0.64185; 5: 6.25%
| Scanner, Flatbed | 1: 10.3137; 2: 0.001424; 3: 24.05%; 4: 0.87263; 5: 6.25%
| Light | 1: 26.0739; 2: 0.0036; 3: 39.89%; 4: 0.34517; 5: 6.25%
| Fan | 1: 198.7411; 2: 0.02744; 3: 35.22%; 4: 0.045285; 5: 6.25%
| WEIGHTED AVERAGE | 1: 54.9037; 2: 0.0075805; 3: 0.2385; 4: 0.5457
Note on C116: [Threaded comment] Your version of Excel allows you to read this threaded comment; however, any edits to it will get removed if the file is opened in a newer version of Excel. Learn more: https://go.microsoft.com/fwlink/?linkid=870924 Comment: No citations given for assumptions of derived value
Note on C118: [Threaded comment] Your version of Excel allows you to read this threaded comment; however, any edits to it will get removed if the file is opened in a newer version of Excel. Learn more: https://go.microsoft.com/fwlink/?linkid=870924 Comment: Based on cost from vendor of typical smart socket on the market, Simply Conserve Smart Socket by AM Conservation Group. 10 amp smart socket: $8.92/each; 15 amp smart socket: $9.00/each
Note on C119: [Threaded comment] Your version of Excel allows you to read this threaded comment; however, any edits to it will get removed if the file is opened in a newer version of Excel. Learn more: https://go.microsoft.com/fwlink/?linkid=870924 Comment: Region agnostic number, IL TRM source: In the absence of empirical evaluation data, this was based on assumptions of the typical run pattern for televisions and computers in homes.

## ENERGY STAR Pool Pump
| MEASURE GROUP DEFINITION |  |  |  | REGION | #REF!
| INPUT CELLS | CALCULATED CELLS
| MEASURE NAME | [10 empty] | TAB NAMING LOOKUPS (DEFINED BY OVERALL PROJECT, NOT SPECIFIC MEASURE)
| Short Name (Same as Tab Name!) | Long Name | Sector (full name) | Life | Life Source | [6 empty] | Fuel Type
| ENERGY STAR Pool Pump | ENERGY STAR Two-speed Pool Pump | Residential | 7 | IL TRM V12 | [6 empty] | Fuel | Electric | Gas | Oil | Propane
[12 empty] | Abbreviation | E | G | O | P
| TAB BREAKOUT |  |  |  |  | [PULL FORMULA DOWN] | [PULL FORMULA DOWN]
# | Primary Fuel | Secondary Fuel (blank OK) | End Use | Market (RET or MD) | Custom Field (blank OK) | Fuel Abbreviations | End Use Abbr. | UNIQUE MEASURE NAME | Long Name |  |  | Sector
1 | Electric |  | Other | MD |  | E | Oth | ENERGY STAR Pool Pump_Res, E - Oth (MD) | ENERGY STAR Two-speed Pool Pump |  |  | Sector | Residential | C&I
2 | Electric |  | Other | RET |  | E | Oth | ENERGY STAR Pool Pump_Res, E - Oth (RET) | ENERGY STAR Two-speed Pool Pump |  |  | Abbreviation | Res | CI
3
4 | [11 empty] | Market
5 | [11 empty] | Market | Retrofit | Market-Driven
6 | [11 empty] | Abbreviation | RET | MD
7
8 | [11 empty] | Building Types
9 | [11 empty] | Building Types | Single Family | Multifamily | LI Single Family | LI Multifamily | Small Education - College/University | Small Education - Other | Small Grocery | Small Health - Hospital | Small Health - Other | Small Industrial Manufacturing | Small Institutional/Public Service | Small Lodging | Small Miscellaneous/Other | Small Office | Small Restaurant | Small Retail | Small Warehouse | Large Education - College/University | Large Education - Other | Large Grocery | Large Health - Hospital | Large Health - Other | Large Industrial Manufacturing | Large Institutional/Public Service | Large Lodging | Large Miscellaneous/Other | Large Office | Large Restaurant | Large Retail | Large Warehouse
10
End Use
[12 empty] | End Use | Appliances | Cooking | Cooling | Exterior Lighting | Interior Lighting | Other | Plug Loads | Refrigeration | Space Heating | Ventilation | Water Heating | Drives | Motors and VFDs | Compressed Air Systems | Process Cooling and Refrigeration | Process Heating | Total Electric | Total Gas
[12 empty] | Abbreviation | Appl | Cook | Cool | ExtL | IntL | Oth | Plug | Refr | Heat | Vent | HWat | Driv | Motr | CAS | PrC | PrH | TotE | TotG
KEY FOR MEASURE DATA ROWS
CALCULATED FIELD
ENTER MANUALLY OR FORMULAICALLY FROM CALCULATIONS SECTION
MEASURE DATA
SOURCES
| GENERAL ('Measures' Sheet) INPUTS | 1 | 2 | 3 | 4 | 5 | 6 | 7 | 8 | 9 | 10 | 1 | 2 | 3 | 4 | 5 | 6 | 7 | 8 | 9 | 10
1 | Measure Name | 1: ENERGY STAR Pool Pump_Res, E - Oth (MD); 2: ENERGY STAR Pool Pump_Res, E - Oth (RET); SOURCES 1: ENERGY STAR Pool Pump_Res, E - Oth (MD); SOURCES 2: ENERGY STAR Pool Pump_Res, E - Oth (RET)
2 | Measure Long Name | 1: ENERGY STAR Two-speed Pool Pump; 2: ENERGY STAR Two-speed Pool Pump; SOURCES 1: -; SOURCES 2: -
3 | Parent Measure Name | 1: ENERGY STAR Pool Pump_Res, E - Oth (MD); 2: ENERGY STAR Pool Pump_Res, E - Oth (RET); SOURCES 1: -; SOURCES 2: -
4 | Parent Measure Long Name | 1: ENERGY STAR Two-speed Pool Pump; 2: ENERGY STAR Two-speed Pool Pump; SOURCES 1: -; SOURCES 2: -
5 | Sector | 1: Residential; 2: Residential; SOURCES 1: -; SOURCES 2: -
6 | Description | 1: This measure involves installation of variable speed pool pumps to replace failed single speed units or new installations in place of single speed units.; 2: This measure involves installation of variable speed pool pumps to replace existing single speed units.; SOURCES 1: -; SOURCES 2: -
7 | Life | 1: 7; 2: 7; SOURCES 1: -; SOURCES 2: -
8 | Exist. Life | bar: SOURCES 1 to SOURCES 2
9 | Primary Fuel | bar: 1 to SOURCES 2
10 | Secondary Fuel | bar: 1 to SOURCES 2
11 | Primary Fuel End Use | 1: Other; 2: Other; SOURCES 1: -; SOURCES 2: -
12 | Secondary Fuel End Use | bar: SOURCES 1 to SOURCES 2
13 | Elec Load Shape | bar: SOURCES 1 to SOURCES 2
14 | Fuel Switch (Y/N) | bar: SOURCES 1 to SOURCES 2
15 | Waste Heat Adjust. (Y/N) | bar: SOURCES 1 to SOURCES 2
16 | Depends On | bar: SOURCES 1 to SOURCES 2
17 | Links With | bar: SOURCES 1 to SOURCES 2
18 | Mutual Exclusivity | bar: SOURCES 1 to SOURCES 2
19 | bar: SOURCES 1 to SOURCES 2
20 | GENERAL ('MeasChars' Sheet) INPUTS | 1: ENERGY STAR Two-speed Pool Pump; 2: ENERGY STAR Two-speed Pool Pump; SOURCES 1: -; SOURCES 2: -
21 | Mkt (MD or RET) | 1: MD; 2: RET; SOURCES 1: -; SOURCES 2: -
22 | Target Markets (NC, RENO, REPL, RET) | 1: #REF!; 2: #REF!; SOURCES 1: -; SOURCES 2: -
23 | Baseline Description | 1: Failed or baseline Single speed pool pump; 2: Working Single speed pool pump; SOURCES 1: -; SOURCES 2: -
24 | Efficient Description | 1: Variable speed pool pump; 2: Variable speed pool pump; SOURCES 1: -; SOURCES 2: -
25 | Start Year | 1: #REF!; 2: 2024; SOURCES 1: -; SOURCES 2: -
26 | End Year | 1: #REF!; 2: 2027; SOURCES 1: -; SOURCES 2: -
27 | Building type assumed for characterization | 1: Single Family; 2: Single Family; SOURCES 1: -; SOURCES 2: -
28 | Units for Costs & Savings Values | bar: SOURCES 1 to SOURCES 2
29 | Efficient kW ¦ MMBtu | bar: SOURCES 1 to SOURCES 2
30 | Baseline kW ¦ MMBtu | bar: SOURCES 1 to SOURCES 2
31 | Full Load Hours | bar: SOURCES 1 to SOURCES 2
32 | kWh ¦ MMBtu Annual Savings | 1: 179.8764; 2: 828.6527; SOURCES 1: -; SOURCES 2: -
33 | % Savings (primary fuel) | 1: 0.34192; 2: 0.67951; SOURCES 1: 2; SOURCES 2: 2
34 | Efficient Equip Cost | bar: SOURCES 1 to SOURCES 2
35 | Baseline Equip Cost | bar: SOURCES 1 to SOURCES 2
36 | Incremental Cost | 1: 560.4; SOURCES 1: -; SOURCES 2: -
37 | Incremental Cost per kWh ¦ MMBtu Saved | 1: 4.8813; SOURCES 1: 4; SOURCES 2: 4
38 | bar: SOURCES 1 to SOURCES 2
39 | SECONDARY END-USE FUEL IMPACTS (MMBtu/kWh), OR Elec Impacts (kWh/MMBtu) | 1: ENERGY STAR Two-speed Pool Pump; 2: ENERGY STAR Two-speed Pool Pump; SOURCES 1: -; SOURCES 2: -
40 | Fossil Fuel (or Elec) Savings - increased use is negative (MMBtu/yr ¦ kWh/yr) | bar: SOURCES 1 to SOURCES 2
41 | Annual Fossil Fuel (or Elec) Savings per Elec (or FF) Savings - increased is negative (MMBtu/kWh ¦ kWh/MMBtu saved) | bar: SOURCES 1 to SOURCES 2
42 | bar: SOURCES 1 to SOURCES 2
43 | EARLY-RETIREMENT RETROFIT MEASURE INPUTS | bar: SOURCES 1 to SOURCES 2
44 | Baseline Equip. Life | 2: 7; SOURCES 1: -; SOURCES 2: -
45 | Baseline Equip. Age | 2: 5; SOURCES 1: -; SOURCES 2: -
46 | Baseline Cost | 2: #REF!; SOURCES 1: -; SOURCES 2: -
47 | Baseline Cost per kWh ¦ MMBtu saved | 2: #REF!; SOURCES 1: -; SOURCES 2: -
48 | Baseline shift savings factor (for RET) | 2: #REF!; SOURCES 1: -; SOURCES 2: -
49 | bar: SOURCES 1 to SOURCES 2
50 | O&M INPUTS | bar: SOURCES 1 to SOURCES 2
51 | Efficient Component 1 (description) | bar: SOURCES 1 to SOURCES 2
52 | Eff Component 1 Life (years) | bar: SOURCES 1 to SOURCES 2
53 | Eff Component 1 Replacement Cost | bar: SOURCES 1 to SOURCES 2
54 | Eff Component 1 Replacement Cost per kWh ¦ MMBtu saved | bar: SOURCES 1 to SOURCES 2
55 | Efficient Component 2 (description) | bar: SOURCES 1 to SOURCES 2
56 | Eff Component 2 Life (years) | bar: SOURCES 1 to SOURCES 2
57 | Eff Component 2 Replacement Cost | bar: SOURCES 1 to SOURCES 2
58 | Eff Component 2 Replacement Cost per kWh ¦ MMBtu saved | bar: SOURCES 1 to SOURCES 2
59 | Baseline Component 1 (description) | bar: SOURCES 1 to SOURCES 2
60 | Baseline Component 1 Life (years) | bar: SOURCES 1 to SOURCES 2
61 | Baseline Component 1 Replacement Cost | bar: SOURCES 1 to SOURCES 2
62 | Baseline Component 1 Replacement Cost per kWh ¦ MMBtu saved | bar: SOURCES 1 to SOURCES 2
63 | Baseline Component 2 (description) | bar: SOURCES 1 to SOURCES 2
64 | Baseline Component 2 Life (years) | bar: SOURCES 1 to SOURCES 2
65 | Baseline Component 2 Replacement Cost | bar: SOURCES 1 to SOURCES 2
66 | Baseline Component 2 Replacement Cost per kWh ¦ MMBtu saved | bar: SOURCES 1 to SOURCES 2
67 | O&M Annual Levelized Cost ($/kWh ¦ $/MMBtu) | bar: SOURCES 1 to SOURCES 2
68 | bar: SOURCES 1 to SOURCES 2
69 | Water INPUTS | bar: SOURCES 1 to SOURCES 2
70 | Water (gal/yr) | bar: SOURCES 1 to SOURCES 2
71 | Water [gal/yr per kWh ¦ MMBtu saved] | bar: SOURCES 1 to SOURCES 2
| For TOS and NC: ΔkWh = (Gallons * Turnovers * (1/WEFbase - 1/WEFESTAR) * Days) / 1000 | 3: For TOS and NC: ΔkW = ((kWh/daybase)/(Hrs/daybase) – (kWh/dayESTAR)/(Hr/dayESTAR)) * CF
| For Early Replacement: ΔkWh = (Gallons * Turnovers * (1/EFExist - 1/WEFESTAR) * Days) / 1000 | 3: For Early Replacement: ΔkW = ((kWh/dayExist)/(Hrs/dayExist) – (kWh/dayESTAR)/(Hr/dayESTAR)) * CF
CALCULATIONS
| Inputs | 1: Values; 2: Source; 3: Description
| Measure life | 1: 7; 2: IL TRM V12 pg. 479-483
| Incremental cost | 1: Table; 2: IL TRM V12 pg. 479-483
| Coincidence factor | 1: 0.831; 2: IL TRM V12 pg. 479-483
| Gallons | 1: Table; 2: IL TRM V12 pg. 479-483
| Turnover | 1: 2; 2: IL TRM V12 pg. 479-483
| WEFbase | 1: Table; 2: IL TRM V12 pg. 479-483
| WEFestar | 1: Table; 2: IL TRM V12 pg. 479-483
| Efexist | 1: 2.3; 2: IL TRM V12 pg. 479-483
| Days | 1: 365; 2: IL TRM V12 pg. 479-483
TOS and NC
| Pump Sub-Type | Size Class | hhp | WEFbase | WEFestar | Gallons | delkWh/day Base | delkWh/day ESTAR | delkWh/day Exist | Hrs/day Base | Hrs/day ESTAR | Hrs/day Exist | delkWh | delkW | % Savings | Incremental cost | Incremental cost/kWh | Weightage
| Self-Priming (Inground) | Extra Small (hhp ≤ 0.13) | 0.13 | 5.55 | 13.4 | 2200 | 9.5 | 7 | 19.4 | 16.8 | 22.8 | 9.4 | 169.5186 | 0.21478 | 0.58582 | 314 | 1.8523 | 0.2
| Self-Priming (Inground) | Small (hhp > 0.13 and < 0.711) | 0.4205 | 4.0262 | 10.5225 | 2200 | 9.5 | 7 | 19.4 | 16.8 | 22.8 | 9.4 | 246.261 | 0.21478 | 0.61737 | 314 | 1.2751 | 0.2
| Self-Priming (Inground) | Standard Size (hhp ≥ 0.711) | 0.8 | 7.1032 | 8.9467 | 2200 | 9.5 | 7 | 19.4 | 16.8 | 22.8 | 9.4 | 46.5868 | 0.21478 | 0.20605 | 314 | 6.7401 | 0.2
| Non-Self Priming (Aboveground) | Extra Small (hhp ≤ 0.13) | 0.13 | 4.6 | 4.92 | 7540 | 5.9 | 4.3 | 6.6 | 5.6 | 9.2 | 3.2 | 77.8254 | 0.48712 | 0.065041 | 930 | 11.9498 | 0.2
| Non-Self Priming (Aboveground) | Standard Size (hhp ≥ 0.13) | 0.4205 | 3.6064 | 4.7163 | 7540 | 5.9 | 4.3 | 6.6 | 5.6 | 9.2 | 3.2 | 359.1901 | 0.48712 | 0.23534 | 930 | 2.5892 | 0.2
| WEIGHTED AVERAGE | SOURCES 2: 179.8764; SOURCES 3: 0.32371; SOURCES 4: 0.34192; SOURCES 5: 560.4; SOURCES 6: 4.8813
Early Replacement
| Pump Sub-Type | Size Class | hhp | WEFbase | WEFestar | Gallons | delkWh/day Base | delkWh/day ESTAR | delkWh/day Exist | Hrs/day Base | Hrs/day ESTAR | Hrs/day Exist | delkWh | delkW | % Savings | Incremental cost | Incremental cost/kWh | Weightage
| Self-Priming (Inground) | Extra Small (hhp ≤ 0.13) | 0.13 | 5.55 | 13.4 | 2200 | 9.5 | 7 | 19.4 | 16.8 | 22.8 | 9.4 | 578.4101 | 1.4599 | 0.82836 |  |  | 0.2
| Self-Priming (Inground) | Small (hhp > 0.13 and < 0.711) | 0.4205 | 4.0262 | 10.5225 | 2200 | 9.5 | 7 | 19.4 | 16.8 | 22.8 | 9.4 | 545.635 | 1.4599 | 0.78142 |  |  | 0.2
| Self-Priming (Inground) | Standard Size (hhp ≥ 0.711) | 0.8 | 7.1032 | 8.9467 | 2200 | 9.5 | 7 | 19.4 | 16.8 | 22.8 | 9.4 | 518.7534 | 1.4599 | 0.74292 |  |  | 0.2
| Non-Self Priming (Aboveground) | Extra Small (hhp ≤ 0.13) | 0.13 | 4.6 | 4.92 | 7540 | 5.9 | 4.3 | 6.6 | 5.6 | 9.2 | 3.2 | 1274.3906 | 1.3255 | 0.53252 |  |  | 0.2
| Non-Self Priming (Aboveground) | Standard Size (hhp ≥ 0.13) | 0.4205 | 3.6064 | 4.7163 | 7540 | 5.9 | 4.3 | 6.6 | 5.6 | 9.2 | 3.2 | 1226.0742 | 1.3255 | 0.51233 |  |  | 0.2
| WEIGHTED AVERAGE | SOURCES 2: 828.6527; SOURCES 3: 1.4062; SOURCES 4: 0.67951; SOURCES 5: 0; SOURCES 6: 0
Note on C113: [Threaded comment] Your version of Excel allows you to read this threaded comment; however, any edits to it will get removed if the file is opened in a newer version of Excel. Learn more: https://go.microsoft.com/fwlink/?linkid=870924 Comment: PR Level adjustments needed

## Pool Pump Timer
| MEASURE GROUP DEFINITION |  |  |  | REGION | #REF!
| INPUT CELLS | CALCULATED CELLS
| MEASURE NAME | [10 empty] | TAB NAMING LOOKUPS (DEFINED BY OVERALL PROJECT, NOT SPECIFIC MEASURE)
| Short Name (Same as Tab Name!) | Long Name | Sector (full name) | Life | Life Source | [6 empty] | Fuel Type
| Pool Pump Timer | Residential Induction Cooking Appliances | Residential | 10 | NY TRM V11 | [6 empty] | Fuel | Electric | Gas | Oil | Propane
[12 empty] | Abbreviation | E | G | O | P
| TAB BREAKOUT |  |  |  |  | [PULL FORMULA DOWN] | [PULL FORMULA DOWN]
# | Primary Fuel | Secondary Fuel (blank OK) | End Use | Market (RET or MD) | Custom Field (blank OK) | Fuel Abbreviations | End Use Abbr. | UNIQUE MEASURE NAME | Long Name |  |  | Sector
1 | Electric |  | Other | RET |  | E | Oth | Pool Pump Timer_Res, E - Oth (RET) | Residential Induction Cooking Appliances |  |  | Sector | Residential | C&I
2 | [11 empty] | Abbreviation | Res | CI
3
4 | [11 empty] | Market
5 | [11 empty] | Market | Retrofit | Market-Driven
6 | [11 empty] | Abbreviation | RET | MD
7
8 | [11 empty] | Building Types
9 | [11 empty] | Building Types | Single Family | Multifamily | LI Single Family | LI Multifamily | Small Education - College/University | Small Education - Other | Small Grocery | Small Health - Hospital | Small Health - Other | Small Industrial Manufacturing | Small Institutional/Public Service | Small Lodging | Small Miscellaneous/Other | Small Office | Small Restaurant | Small Retail | Small Warehouse | Large Education - College/University | Large Education - Other | Large Grocery | Large Health - Hospital | Large Health - Other | Large Industrial Manufacturing | Large Institutional/Public Service | Large Lodging | Large Miscellaneous/Other | Large Office | Large Restaurant | Large Retail | Large Warehouse
10
End Use
[12 empty] | End Use | Appliances | Cooking | Cooling | Exterior Lighting | Interior Lighting | Other | Plug Loads | Refrigeration | Space Heating | Ventilation | Water Heating | Drives | Motors and VFDs | Compressed Air Systems | Process Cooling and Refrigeration | Process Heating | Total Electric | Total Gas
[12 empty] | Abbreviation | Appl | Cook | Cool | ExtL | IntL | Oth | Plug | Refr | Heat | Vent | HWat | Driv | Motr | CAS | PrC | PrH | TotE | TotG
KEY FOR MEASURE DATA ROWS
CALCULATED FIELD
ENTER MANUALLY OR FORMULAICALLY FROM CALCULATIONS SECTION
MEASURE DATA
SOURCES
| GENERAL ('Measures' Sheet) INPUTS | 1 | 2 | 3 | 4 | 5 | 6 | 7 | 8 | 9 | 10 | 1 | 2 | 3 | 4 | 5 | 6 | 7 | 8 | 9 | 10
1 | Measure Name | 1: Pool Pump Timer_Res, E - Oth (RET); SOURCES 1: Pool Pump Timer_Res, E - Oth (RET)
2 | Measure Long Name | 1: Residential Induction Cooking Appliances; SOURCES 1: -
3 | Parent Measure Name | 1: Pool Pump Timer_Res, E - Oth (RET); SOURCES 1: -
4 | Parent Measure Long Name | 1: Residential Induction Cooking Appliances; SOURCES 1: -
5 | Sector | 1: Residential; SOURCES 1: -
6 | Description | 1: This measure covers the installation of multi-speed timer control on pool water circulation pumps in residential inground swimming pools; SOURCES 1: -
7 | Life | 1: 10; SOURCES 1: -
8 | Exist. Life | bar: SOURCES 1
9 | Primary Fuel | bar: 1 to SOURCES 1
10 | Secondary Fuel | bar: SOURCES 1
11 | Primary Fuel End Use | 1: Other; SOURCES 1: -
12 | Secondary Fuel End Use | bar: SOURCES 1
13 | Elec Load Shape | bar: SOURCES 1
14 | Fuel Switch (Y/N) | bar: SOURCES 1
15 | Waste Heat Adjust. (Y/N) | bar: SOURCES 1
16 | Depends On | bar: SOURCES 1
17 | Links With | bar: SOURCES 1
18 | Mutual Exclusivity | bar: SOURCES 1
19 | bar: SOURCES 1
20 | GENERAL ('MeasChars' Sheet) INPUTS | 1: Residential Induction Cooking Appliances; SOURCES 1: -
21 | Mkt (MD or RET) | 1: RET; SOURCES 1: -
22 | Target Markets (NC, RENO, REPL, RET) | 1: #REF!; SOURCES 1: -
23 | Baseline Description | 1: No existing Pool Pump Timer; SOURCES 1: -
24 | Efficient Description | 1: New CEE Tier 1 Pool Pump Timer; SOURCES 1: -
25 | Start Year | 1: #REF!; SOURCES 1: -
26 | End Year | 1: #REF!; SOURCES 1: -
27 | Building type assumed for characterization | 1: Single Family; SOURCES 1: -
28 | Units for Costs & Savings Values | bar: SOURCES 1
29 | Efficient kW ¦ MMBtu | bar: SOURCES 1
30 | Baseline kW ¦ MMBtu | bar: SOURCES 1
31 | Full Load Hours | bar: SOURCES 1
32 | kWh ¦ MMBtu Annual Savings | 1: 239.9348; SOURCES 1: -
33 | % Savings (primary fuel) | 1: 0.17747; SOURCES 1: 2
34 | Efficient Equip Cost | bar: SOURCES 1
35 | Baseline Equip Cost | bar: SOURCES 1
36 | Incremental Cost | bar: SOURCES 1
37 | Incremental Cost per kWh ¦ MMBtu Saved | 1: #REF!; SOURCES 1: 47
38 | bar: SOURCES 1
39 | SECONDARY END-USE FUEL IMPACTS (MMBtu/kWh), OR Elec Impacts (kWh/MMBtu) | 1: Residential Induction Cooking Appliances; SOURCES 1: -
40 | Fossil Fuel (or Elec) Savings - increased use is negative (MMBtu/yr ¦ kWh/yr) | bar: SOURCES 1
41 | Annual Fossil Fuel (or Elec) Savings per Elec (or FF) Savings - increased is negative (MMBtu/kWh ¦ kWh/MMBtu saved) | bar: SOURCES 1
42 | bar: SOURCES 1
43 | EARLY-RETIREMENT RETROFIT MEASURE INPUTS | bar: SOURCES 1
44 | Baseline Equip. Life | bar: SOURCES 1
45 | Baseline Equip. Age | bar: SOURCES 1
46 | Baseline Cost | bar: SOURCES 1
47 | Baseline Cost per kWh ¦ MMBtu saved | bar: SOURCES 1
48 | Baseline shift savings factor (for RET) | bar: SOURCES 1
49 | bar: SOURCES 1
50 | O&M INPUTS | bar: SOURCES 1
51 | Efficient Component 1 (description) | bar: SOURCES 1
52 | Eff Component 1 Life (years) | bar: SOURCES 1
53 | Eff Component 1 Replacement Cost | bar: SOURCES 1
54 | Eff Component 1 Replacement Cost per kWh ¦ MMBtu saved | bar: SOURCES 1
55 | Efficient Component 2 (description) | bar: SOURCES 1
56 | Eff Component 2 Life (years) | bar: SOURCES 1
57 | Eff Component 2 Replacement Cost | bar: SOURCES 1
58 | Eff Component 2 Replacement Cost per kWh ¦ MMBtu saved | bar: SOURCES 1
59 | Baseline Component 1 (description) | bar: SOURCES 1
60 | Baseline Component 1 Life (years) | bar: SOURCES 1
61 | Baseline Component 1 Replacement Cost | bar: SOURCES 1
62 | Baseline Component 1 Replacement Cost per kWh ¦ MMBtu saved | bar: SOURCES 1
63 | Baseline Component 2 (description) | bar: SOURCES 1
64 | Baseline Component 2 Life (years) | bar: SOURCES 1
65 | Baseline Component 2 Replacement Cost | bar: SOURCES 1
66 | Baseline Component 2 Replacement Cost per kWh ¦ MMBtu saved | bar: SOURCES 1
67 | O&M Annual Levelized Cost ($/kWh ¦ $/MMBtu) | bar: SOURCES 1
68 | bar: SOURCES 1
69 | Water INPUTS | bar: SOURCES 1
70 | Water (gal/yr) | bar: SOURCES 1
71 | Water [gal/yr per kWh ¦ MMBtu saved] | bar: SOURCES 1
CALCULATIONS
| INPUTS/VARIABLES | 1: VALUE; 2: SOURCE; 3: DESCRIPTION
| GPMhs | 1: See table; 2: NY TRM V11 pg. 391
| hrsbaseHS | 1: 3; 2: NY TRM V11 pg. 391
| hrseeHS | 1: 2; 2: NY TRM V11 pg. 391
| Efhs | 1: See table; 2: NY TRM V11 pg. 391
| GPMls | 1: See table; 2: NY TRM V11 pg. 391
| hrsbaseLS | 1: 9; 2: NY TRM V11 pg. 391
| hrseeLS | 1: 10; 2: NY TRM V11 pg. 391
| Efls | 1: See table; 2: NY TRM V11 pg. 391
| Days | 1: 124; 2: NY TRM V11 pg. 391
| CF | 1: 0.362; 2: NY TRM V11 pg. 391
| Measure life | 1: 10; 2: NY TRM V11 pg. 391
| Nameplate HP | 1: Efhs; 2: GPMhs; 3: Efls; 4: GPMls; 5: delkWh; 6: delkW; 7: %Savings; 8: Weighting
| 3 | 1: 2; 2: 102; 3: 6.1; 4: 51; 5: 317.2367; 6: 0.015435; 7: 0.18681; 8: 0.2
| 2.5 | 1: 2.2; 2: 93; 3: 6; 4: 45.7; 5: 257.8411; 6: 0.012545; 7: 0.17739; 8: 0.2
| 2 | 1: 2.3; 2: 89; 3: 6.5; 4: 44.8; 5: 236.6169; 6: 0.011513; 7: 0.17855; 8: 0.2
| 1.5 | 1: 2.3; 2: 78; 3: 6.7; 4: 41.8; 5: 205.8963; 6: 0.010018; 7: 0.17528; 8: 0.2
| 1.4 | 1: 2.5; 2: 76; 3: 6.8; 4: 40.3; 5: 182.0831; 6: 0.0088594; 7: 0.16932; 8: 0.2
[6 empty] | 239.9348 | 0.011674 | 17.75%

## Varaible Speed Pool Pump
| MEASURE GROUP DEFINITION |  |  |  | REGION | #REF!
| INPUT CELLS | CALCULATED CELLS
| MEASURE NAME | [10 empty] | TAB NAMING LOOKUPS (DEFINED BY OVERALL PROJECT, NOT SPECIFIC MEASURE)
| Short Name (Same as Tab Name!) | Long Name | Sector (full name) | Life | Life Source | [6 empty] | Fuel Type
| Varaible Speed Pool Pump | Variable Speed Pool Pump | Residential | 7 | IL TRM V12 | [6 empty] | Fuel | Electric | Gas | Oil | Propane
[12 empty] | Abbreviation | E | G | O | P
| TAB BREAKOUT |  |  |  |  | [PULL FORMULA DOWN] | [PULL FORMULA DOWN]
# | Primary Fuel | Secondary Fuel (blank OK) | End Use | Market (RET or MD) | Custom Field (blank OK) | Fuel Abbreviations | End Use Abbr. | UNIQUE MEASURE NAME | Long Name |  |  | Sector
1 | Electric |  | Other | MD |  | E | Oth | Varaible Speed Pool Pump_Res, E - Oth (MD) | Variable Speed Pool Pump |  |  | Sector | Residential | C&I
2 | Electric |  | Other | RET |  | E | Oth | Varaible Speed Pool Pump_Res, E - Oth (RET) | Variable Speed Pool Pump |  |  | Abbreviation | Res | CI
3
4 | [11 empty] | Market
5 | [11 empty] | Market | Retrofit | Market-Driven
6 | [11 empty] | Abbreviation | RET | MD
7
8 | [11 empty] | Building Types
9 | [11 empty] | Building Types | Single Family | Multifamily | LI Single Family | LI Multifamily | Small Education - College/University | Small Education - Other | Small Grocery | Small Health - Hospital | Small Health - Other | Small Industrial Manufacturing | Small Institutional/Public Service | Small Lodging | Small Miscellaneous/Other | Small Office | Small Restaurant | Small Retail | Small Warehouse | Large Education - College/University | Large Education - Other | Large Grocery | Large Health - Hospital | Large Health - Other | Large Industrial Manufacturing | Large Institutional/Public Service | Large Lodging | Large Miscellaneous/Other | Large Office | Large Restaurant | Large Retail | Large Warehouse
10
End Use
[12 empty] | End Use | Appliances | Cooking | Cooling | Exterior Lighting | Interior Lighting | Other | Plug Loads | Refrigeration | Space Heating | Ventilation | Water Heating | Drives | Motors and VFDs | Compressed Air Systems | Process Cooling and Refrigeration | Process Heating | Total Electric | Total Gas
[12 empty] | Abbreviation | Appl | Cook | Cool | ExtL | IntL | Oth | Plug | Refr | Heat | Vent | HWat | Driv | Motr | CAS | PrC | PrH | TotE | TotG
KEY FOR MEASURE DATA ROWS
CALCULATED FIELD
ENTER MANUALLY OR FORMULAICALLY FROM CALCULATIONS SECTION
MEASURE DATA
SOURCES
| GENERAL ('Measures' Sheet) INPUTS | 1 | 2 | 3 | 4 | 5 | 6 | 7 | 8 | 9 | 10 | 1 | 2 | 3 | 4 | 5 | 6 | 7 | 8 | 9 | 10
1 | Measure Name | 1: Varaible Speed Pool Pump_Res, E - Oth (MD); 2: Varaible Speed Pool Pump_Res, E - Oth (RET); SOURCES 1: Varaible Speed Pool Pump_Res, E - Oth (MD); SOURCES 2: Varaible Speed Pool Pump_Res, E - Oth (RET)
2 | Measure Long Name | 1: Variable Speed Pool Pump; 2: Variable Speed Pool Pump; SOURCES 1: -; SOURCES 2: -
3 | Parent Measure Name | 1: Varaible Speed Pool Pump_Res, E - Oth (MD); 2: Varaible Speed Pool Pump_Res, E - Oth (RET); SOURCES 1: -; SOURCES 2: -
4 | Parent Measure Long Name | 1: Variable Speed Pool Pump; 2: Variable Speed Pool Pump; SOURCES 1: -; SOURCES 2: -
5 | Sector | 1: Residential; 2: Residential; SOURCES 1: -; SOURCES 2: -
6 | Description | 1: This measure involves installation of variable speed pool pumps to replace failed single speed units or new installations in place of single speed units.; 2: This measure involves installation of variable speed pool pumps to replace existing single speed units.; SOURCES 1: -; SOURCES 2: -
7 | Life | 1: 7; 2: 7; SOURCES 1: -; SOURCES 2: -
8 | Exist. Life | bar: SOURCES 1 to SOURCES 2
9 | Primary Fuel | bar: 1 to SOURCES 2
10 | Secondary Fuel | bar: 1 to SOURCES 2
11 | Primary Fuel End Use | 1: Other; 2: Other; SOURCES 1: -; SOURCES 2: -
12 | Secondary Fuel End Use | bar: SOURCES 1 to SOURCES 2
13 | Elec Load Shape | bar: SOURCES 1 to SOURCES 2
14 | Fuel Switch (Y/N) | bar: SOURCES 1 to SOURCES 2
15 | Waste Heat Adjust. (Y/N) | bar: SOURCES 1 to SOURCES 2
16 | Depends On | bar: SOURCES 1 to SOURCES 2
17 | Links With | bar: SOURCES 1 to SOURCES 2
18 | Mutual Exclusivity | bar: SOURCES 1 to SOURCES 2
19 | bar: SOURCES 1 to SOURCES 2
20 | GENERAL ('MeasChars' Sheet) INPUTS | 1: Variable Speed Pool Pump; 2: Variable Speed Pool Pump; SOURCES 1: -; SOURCES 2: -
21 | Mkt (MD or RET) | 1: MD; 2: RET; SOURCES 1: -; SOURCES 2: -
22 | Target Markets (NC, RENO, REPL, RET) | 1: #REF!; 2: #REF!; SOURCES 1: -; SOURCES 2: -
23 | Baseline Description | 1: Failed or baseline Single speed pool pump; 2: Working Single speed pool pump; SOURCES 1: -; SOURCES 2: -
24 | Efficient Description | 1: Variable speed pool pump; 2: Variable speed pool pump; SOURCES 1: -; SOURCES 2: -
25 | Start Year | 1: #REF!; 2: 2024; SOURCES 1: -; SOURCES 2: -
26 | End Year | 1: #REF!; 2: 2027; SOURCES 1: -; SOURCES 2: -
27 | Building type assumed for characterization | 1: Single Family; 2: Single Family; SOURCES 1: -; SOURCES 2: -
28 | Units for Costs & Savings Values | bar: SOURCES 1 to SOURCES 2
29 | Efficient kW ¦ MMBtu | bar: SOURCES 1 to SOURCES 2
30 | Baseline kW ¦ MMBtu | bar: SOURCES 1 to SOURCES 2
31 | Full Load Hours | bar: SOURCES 1 to SOURCES 2
32 | kWh ¦ MMBtu Annual Savings | 1: 179.8764; 2: 828.6527; SOURCES 1: -; SOURCES 2: -
33 | % Savings (primary fuel) | 1: 0.34192; 2: 0.67951; SOURCES 1: 2; SOURCES 2: 2
34 | Efficient Equip Cost | bar: SOURCES 1 to SOURCES 2
35 | Baseline Equip Cost | bar: SOURCES 1 to SOURCES 2
36 | Incremental Cost | 1: 560.4; SOURCES 1: -; SOURCES 2: -
37 | Incremental Cost per kWh ¦ MMBtu Saved | 1: 4.8813; SOURCES 1: 4; SOURCES 2: 4
38 | bar: SOURCES 1 to SOURCES 2
39 | SECONDARY END-USE FUEL IMPACTS (MMBtu/kWh), OR Elec Impacts (kWh/MMBtu) | 1: Variable Speed Pool Pump; 2: Variable Speed Pool Pump; SOURCES 1: -; SOURCES 2: -
40 | Fossil Fuel (or Elec) Savings - increased use is negative (MMBtu/yr ¦ kWh/yr) | bar: SOURCES 1 to SOURCES 2
41 | Annual Fossil Fuel (or Elec) Savings per Elec (or FF) Savings - increased is negative (MMBtu/kWh ¦ kWh/MMBtu saved) | bar: SOURCES 1 to SOURCES 2
42 | bar: SOURCES 1 to SOURCES 2
43 | EARLY-RETIREMENT RETROFIT MEASURE INPUTS | bar: SOURCES 1 to SOURCES 2
44 | Baseline Equip. Life | 2: 7; SOURCES 1: -; SOURCES 2: -
45 | Baseline Equip. Age | 2: 5; SOURCES 1: -; SOURCES 2: -
46 | Baseline Cost | 2: #REF!; SOURCES 1: -; SOURCES 2: -
47 | Baseline Cost per kWh ¦ MMBtu saved | 2: #REF!; SOURCES 1: -; SOURCES 2: -
48 | Baseline shift savings factor (for RET) | 2: #REF!; SOURCES 1: -; SOURCES 2: -
49 | bar: SOURCES 1 to SOURCES 2
50 | O&M INPUTS | bar: SOURCES 1 to SOURCES 2
51 | Efficient Component 1 (description) | bar: SOURCES 1 to SOURCES 2
52 | Eff Component 1 Life (years) | bar: SOURCES 1 to SOURCES 2
53 | Eff Component 1 Replacement Cost | bar: SOURCES 1 to SOURCES 2
54 | Eff Component 1 Replacement Cost per kWh ¦ MMBtu saved | bar: SOURCES 1 to SOURCES 2
55 | Efficient Component 2 (description) | bar: SOURCES 1 to SOURCES 2
56 | Eff Component 2 Life (years) | bar: SOURCES 1 to SOURCES 2
57 | Eff Component 2 Replacement Cost | bar: SOURCES 1 to SOURCES 2
58 | Eff Component 2 Replacement Cost per kWh ¦ MMBtu saved | bar: SOURCES 1 to SOURCES 2
59 | Baseline Component 1 (description) | bar: SOURCES 1 to SOURCES 2
60 | Baseline Component 1 Life (years) | bar: SOURCES 1 to SOURCES 2
61 | Baseline Component 1 Replacement Cost | bar: SOURCES 1 to SOURCES 2
62 | Baseline Component 1 Replacement Cost per kWh ¦ MMBtu saved | bar: SOURCES 1 to SOURCES 2
63 | Baseline Component 2 (description) | bar: SOURCES 1 to SOURCES 2
64 | Baseline Component 2 Life (years) | bar: SOURCES 1 to SOURCES 2
65 | Baseline Component 2 Replacement Cost | bar: SOURCES 1 to SOURCES 2
66 | Baseline Component 2 Replacement Cost per kWh ¦ MMBtu saved | bar: SOURCES 1 to SOURCES 2
67 | O&M Annual Levelized Cost ($/kWh ¦ $/MMBtu) | bar: SOURCES 1 to SOURCES 2
68 | bar: SOURCES 1 to SOURCES 2
69 | Water INPUTS | bar: SOURCES 1 to SOURCES 2
70 | Water (gal/yr) | bar: SOURCES 1 to SOURCES 2
71 | Water [gal/yr per kWh ¦ MMBtu saved] | bar: SOURCES 1 to SOURCES 2
| For TOS and NC: ΔkWh = (Gallons * Turnovers * (1/WEFbase - 1/WEFESTAR) * Days) / 1000 | 3: For TOS and NC: ΔkW = ((kWh/daybase)/(Hrs/daybase) – (kWh/dayESTAR)/(Hr/dayESTAR)) * CF
| For Early Replacement: ΔkWh = (Gallons * Turnovers * (1/EFExist - 1/WEFESTAR) * Days) / 1000 | 3: For Early Replacement: ΔkW = ((kWh/dayExist)/(Hrs/dayExist) – (kWh/dayESTAR)/(Hr/dayESTAR)) * CF
CALCULATIONS
| Inputs | 1: Values; 2: Source; 3: Description
| Measure life | 1: 7; 2: IL TRM V12 pg. 479-483
| Incremental cost | 1: Table; 2: IL TRM V12 pg. 479-483
| Coincidence factor | 1: 0.831; 2: IL TRM V12 pg. 479-483
| Gallons | 1: Table; 2: IL TRM V12 pg. 479-483
| Turnover | 1: 2; 2: IL TRM V12 pg. 479-483
| WEFbase | 1: Table; 2: IL TRM V12 pg. 479-483
| WEFestar | 1: Table; 2: IL TRM V12 pg. 479-483
| Efexist | 1: 2.3; 2: IL TRM V12 pg. 479-483
| Days | 1: 365; 2: IL TRM V12 pg. 479-483
TOS and NC
| Pump Sub-Type | Size Class | hhp | WEFbase | WEFestar | Gallons | delkWh/day Base | delkWh/day ESTAR | delkWh/day Exist | Hrs/day Base | Hrs/day ESTAR | Hrs/day Exist | delkWh | delkW | % Savings | Incremental cost | Incremental cost/kWh | Weightage
| Self-Priming (Inground) | Extra Small (hhp ≤ 0.13) | 0.13 | 5.55 | 13.4 | 2200 | 9.5 | 7 | 19.4 | 16.8 | 22.8 | 9.4 | 169.5186 | 0.21478 | 0.58582 | 314 | 1.8523 | 0.2
| Self-Priming (Inground) | Small (hhp > 0.13 and < 0.711) | 0.4205 | 4.0262 | 10.5225 | 2200 | 9.5 | 7 | 19.4 | 16.8 | 22.8 | 9.4 | 246.261 | 0.21478 | 0.61737 | 314 | 1.2751 | 0.2
| Self-Priming (Inground) | Standard Size (hhp ≥ 0.711) | 0.8 | 7.1032 | 8.9467 | 2200 | 9.5 | 7 | 19.4 | 16.8 | 22.8 | 9.4 | 46.5868 | 0.21478 | 0.20605 | 314 | 6.7401 | 0.2
| Non-Self Priming (Aboveground) | Extra Small (hhp ≤ 0.13) | 0.13 | 4.6 | 4.92 | 7540 | 5.9 | 4.3 | 6.6 | 5.6 | 9.2 | 3.2 | 77.8254 | 0.48712 | 0.065041 | 930 | 11.9498 | 0.2
| Non-Self Priming (Aboveground) | Standard Size (hhp ≥ 0.13) | 0.4205 | 3.6064 | 4.7163 | 7540 | 5.9 | 4.3 | 6.6 | 5.6 | 9.2 | 3.2 | 359.1901 | 0.48712 | 0.23534 | 930 | 2.5892 | 0.2
| WEIGHTED AVERAGE | SOURCES 2: 179.8764; SOURCES 3: 0.32371; SOURCES 4: 0.34192; SOURCES 5: 560.4; SOURCES 6: 4.8813
Early Replacement
| Pump Sub-Type | Size Class | hhp | WEFbase | WEFestar | Gallons | delkWh/day Base | delkWh/day ESTAR | delkWh/day Exist | Hrs/day Base | Hrs/day ESTAR | Hrs/day Exist | delkWh | delkW | % Savings | Incremental cost | Incremental cost/kWh | Weightage
| Self-Priming (Inground) | Extra Small (hhp ≤ 0.13) | 0.13 | 5.55 | 13.4 | 2200 | 9.5 | 7 | 19.4 | 16.8 | 22.8 | 9.4 | 578.4101 | 1.4599 | 0.82836 |  |  | 0.2
| Self-Priming (Inground) | Small (hhp > 0.13 and < 0.711) | 0.4205 | 4.0262 | 10.5225 | 2200 | 9.5 | 7 | 19.4 | 16.8 | 22.8 | 9.4 | 545.635 | 1.4599 | 0.78142 |  |  | 0.2
| Self-Priming (Inground) | Standard Size (hhp ≥ 0.711) | 0.8 | 7.1032 | 8.9467 | 2200 | 9.5 | 7 | 19.4 | 16.8 | 22.8 | 9.4 | 518.7534 | 1.4599 | 0.74292 |  |  | 0.2
| Non-Self Priming (Aboveground) | Extra Small (hhp ≤ 0.13) | 0.13 | 4.6 | 4.92 | 7540 | 5.9 | 4.3 | 6.6 | 5.6 | 9.2 | 3.2 | 1274.3906 | 1.3255 | 0.53252 |  |  | 0.2
| Non-Self Priming (Aboveground) | Standard Size (hhp ≥ 0.13) | 0.4205 | 3.6064 | 4.7163 | 7540 | 5.9 | 4.3 | 6.6 | 5.6 | 9.2 | 3.2 | 1226.0742 | 1.3255 | 0.51233 |  |  | 0.2
| WEIGHTED AVERAGE | SOURCES 2: 828.6527; SOURCES 3: 1.4062; SOURCES 4: 0.67951; SOURCES 5: 0; SOURCES 6: 0
Note on C113: [Threaded comment] Your version of Excel allows you to read this threaded comment; however, any edits to it will get removed if the file is opened in a newer version of Excel. Learn more: https://go.microsoft.com/fwlink/?linkid=870924 Comment: PR Level adjustments needed

## ES Refrigerator
| MEASURE GROUP DEFINITION |  |  |  | REGION | #REF!
| INPUT CELLS | CALCULATED CELLS
| MEASURE NAME | [10 empty] | TAB NAMING LOOKUPS (DEFINED BY OVERALL PROJECT, NOT SPECIFIC MEASURE)
| Short Name (Same as Tab Name!) | Long Name | Sector (full name) | Life | Life Source | [6 empty] | Fuel Type
| ES Refrigerator | Energy Star Refrigerators and Freezers | Residential | 15 | HI TRM 2023 | [6 empty] | Fuel | Electric | Gas | Oil | Propane
[12 empty] | Abbreviation | E | G | O | P
| TAB BREAKOUT |  |  |  |  | [PULL FORMULA DOWN] | [PULL FORMULA DOWN]
# | Primary Fuel | Secondary Fuel (blank OK) | End Use | Market (RET or MD) | Custom Field (blank OK) | Fuel Abbreviations | End Use Abbr. | UNIQUE MEASURE NAME | Long Name |  |  | Sector
1 | Electric |  | Refrigeration | MD |  | E | Refr | ES Refrigerator_Res, E - Refr (MD) | Energy Star Refrigerators and Freezers |  |  | Sector | Residential | C&I
2 | Electric |  | Refrigeration | RET |  | E | Refr | ES Refrigerator_Res, E - Refr (RET) | Energy Star Refrigerators and Freezers |  |  | Abbreviation | Res | CI
3
4 | [11 empty] | Market
5 | [11 empty] | Market | Retrofit | Market-Driven
6 | [11 empty] | Abbreviation | RET | MD
7
8 | [11 empty] | Building Types
9 | [11 empty] | Building Types | Single Family | Multifamily | LI Single Family | LI Multifamily | Small Education - College/University | Small Education - Other | Small Grocery | Small Health - Hospital | Small Health - Other | Small Industrial Manufacturing | Small Institutional/Public Service | Small Lodging | Small Miscellaneous/Other | Small Office | Small Restaurant | Small Retail | Small Warehouse | Large Education - College/University | Large Education - Other | Large Grocery | Large Health - Hospital | Large Health - Other | Large Industrial Manufacturing | Large Institutional/Public Service | Large Lodging | Large Miscellaneous/Other | Large Office | Large Restaurant | Large Retail | Large Warehouse
10
End Use
[12 empty] | End Use | Appliances | Cooking | Cooling | Exterior Lighting | Interior Lighting | Other | Plug Loads | Refrigeration | Space Heating | Ventilation | Water Heating | Drives | Motors and VFDs | Compressed Air Systems | Process Cooling and Refrigeration | Process Heating | Total Electric | Total Gas
[12 empty] | Abbreviation | Appl | Cook | Cool | ExtL | IntL | Oth | Plug | Refr | Heat | Vent | HWat | Driv | Motr | CAS | PrC | PrH | TotE | TotG
KEY FOR MEASURE DATA ROWS
CALCULATED FIELD
ENTER MANUALLY OR FORMULAICALLY FROM CALCULATIONS SECTION
MEASURE DATA
SOURCES
| GENERAL ('Measures' Sheet) INPUTS | 1 | 2 | 3 | 4 | 5 | 6 | 7 | 8 | 9 | 10 | 1 | 2 | 3 | 4 | 5 | 6 | 7 | 8 | 9 | 10
1 | Measure Name | 1: ES Refrigerator_Res, E - Refr (MD); 2: ES Refrigerator_Res, E - Refr (RET); SOURCES 1: ES Refrigerator_Res, E - Refr (MD); SOURCES 2: ES Refrigerator_Res, E - Refr (RET)
2 | Measure Long Name | 1: Energy Star Refrigerators and Freezers; 2: Energy Star Refrigerators and Freezers; SOURCES 1: -; SOURCES 2: -
3 | Parent Measure Name | 1: ES Refrigerator_Res, E - Refr (MD); 2: ES Refrigerator_Res, E - Refr (RET); SOURCES 1: -; SOURCES 2: -
4 | Parent Measure Long Name | 1: Energy Star Refrigerators and Freezers; 2: Energy Star Refrigerators and Freezers; SOURCES 1: -; SOURCES 2: -
5 | Sector | 1: Residential; 2: Residential; SOURCES 1: -; SOURCES 2: -
6 | Description | 1: This measure includes the replacement of failed refrigerators or freezers in residential homes, as well as installation of high efficiency refrigerators and freezers in new homes.; 2: This measure includes the replacement of existing refrigerators or freezers in residential homes.; SOURCES 1: -; SOURCES 2: -
7 | Life | 1: 15; 2: 15; SOURCES 1: -; SOURCES 2: -
8 | Exist. Life | bar: SOURCES 1 to SOURCES 2
9 | Primary Fuel | bar: 1 to SOURCES 2
10 | Secondary Fuel | bar: 1 to SOURCES 2
11 | Primary Fuel End Use | 1: Refrigeration; 2: Refrigeration; SOURCES 1: -; SOURCES 2: -
12 | Secondary Fuel End Use | bar: SOURCES 1 to SOURCES 2
13 | Elec Load Shape | bar: SOURCES 1 to SOURCES 2
14 | Fuel Switch (Y/N) | bar: SOURCES 1 to SOURCES 2
15 | Waste Heat Adjust. (Y/N) | bar: SOURCES 1 to SOURCES 2
16 | Depends On | bar: SOURCES 1 to SOURCES 2
17 | Links With | bar: SOURCES 1 to SOURCES 2
18 | Mutual Exclusivity | bar: SOURCES 1 to SOURCES 2
19 | bar: SOURCES 1 to SOURCES 2
20 | GENERAL ('MeasChars' Sheet) INPUTS | 1: Energy Star Refrigerators and Freezers; 2: Energy Star Refrigerators and Freezers; SOURCES 1: -; SOURCES 2: -
21 | Mkt (MD or RET) | 1: MD; 2: RET; SOURCES 1: -; SOURCES 2: -
22 | Target Markets (NC, RENO, REPL, RET) | 1: #REF!; 2: #REF!; SOURCES 1: -; SOURCES 2: -
23 | Baseline Description | 1: Baseline or Failed non-ENERGY STAR refrigerators or freezers; 2: Existing non-ENERGY STAR refrigerators or freezers; SOURCES 1: -; SOURCES 2: -
24 | Efficient Description | 1: ENERGY STAR Refrigerator or Freezer; 2: ENERGY STAR Refrigerator or Freezer; SOURCES 1: -; SOURCES 2: -
25 | Start Year | 1: #REF!; 2: 2024; SOURCES 1: -; SOURCES 2: -
26 | End Year | 1: #REF!; 2: 2027; SOURCES 1: -; SOURCES 2: -
27 | Building type assumed for characterization | 1: Single Family; 2: Single Family; SOURCES 1: -; SOURCES 2: -
28 | Units for Costs & Savings Values | bar: SOURCES 1 to SOURCES 2
29 | Efficient kW ¦ MMBtu | bar: SOURCES 1 to SOURCES 2
30 | Baseline kW ¦ MMBtu | bar: SOURCES 1 to SOURCES 2
31 | Full Load Hours | bar: SOURCES 1 to SOURCES 2
32 | kWh ¦ MMBtu Annual Savings | 1: 41.9966; 2: 41.9966; SOURCES 1: -; SOURCES 2: -
33 | % Savings (primary fuel) | 1: 8.542%; 2: 8.542%; SOURCES 1: 2,8; SOURCES 2: 2,8,12
34 | Efficient Equip Cost | bar: SOURCES 1 to SOURCES 2
35 | Baseline Equip Cost | bar: SOURCES 1 to SOURCES 2
36 | Incremental Cost | 1: 47; 2: 872; SOURCES 1: -; SOURCES 2: -
37 | Incremental Cost per kWh ¦ MMBtu Saved | 1: 1.1673; 2: 20.7636; SOURCES 1: 4; SOURCES 2: 4
38 | bar: SOURCES 1 to SOURCES 2
39 | SECONDARY END-USE FUEL IMPACTS (MMBtu/kWh), OR Elec Impacts (kWh/MMBtu) | 1: Energy Star Refrigerators and Freezers; 2: Energy Star Refrigerators and Freezers; SOURCES 1: -; SOURCES 2: -
40 | Fossil Fuel (or Elec) Savings - increased use is negative (MMBtu/yr ¦ kWh/yr) | bar: SOURCES 1 to SOURCES 2
41 | Annual Fossil Fuel (or Elec) Savings per Elec (or FF) Savings - increased is negative (MMBtu/kWh ¦ kWh/MMBtu saved) | bar: SOURCES 1 to SOURCES 2
42 | bar: SOURCES 1 to SOURCES 2
43 | EARLY-RETIREMENT RETROFIT MEASURE INPUTS | bar: SOURCES 1 to SOURCES 2
44 | Baseline Equip. Life | 2: 15; SOURCES 1: -; SOURCES 2: -
45 | Baseline Equip. Age | 2: 10; SOURCES 1: -; SOURCES 2: -
46 | Baseline Cost | 2: 825; SOURCES 1: -; SOURCES 2: -
47 | Baseline Cost per kWh ¦ MMBtu saved | 2: 19.6444; SOURCES 1: -; SOURCES 2: -
48 | Baseline shift savings factor (for RET) | 2: #REF!; SOURCES 1: -; SOURCES 2: -
49 | bar: SOURCES 1 to SOURCES 2
50 | O&M INPUTS | bar: SOURCES 1 to SOURCES 2
51 | Efficient Component 1 (description) | bar: SOURCES 1 to SOURCES 2
52 | Eff Component 1 Life (years) | bar: SOURCES 1 to SOURCES 2
53 | Eff Component 1 Replacement Cost | bar: SOURCES 1 to SOURCES 2
54 | Eff Component 1 Replacement Cost per kWh ¦ MMBtu saved | bar: SOURCES 1 to SOURCES 2
55 | Efficient Component 2 (description) | bar: SOURCES 1 to SOURCES 2
56 | Eff Component 2 Life (years) | bar: SOURCES 1 to SOURCES 2
57 | Eff Component 2 Replacement Cost | bar: SOURCES 1 to SOURCES 2
58 | Eff Component 2 Replacement Cost per kWh ¦ MMBtu saved | bar: SOURCES 1 to SOURCES 2
59 | Baseline Component 1 (description) | bar: SOURCES 1 to SOURCES 2
60 | Baseline Component 1 Life (years) | bar: SOURCES 1 to SOURCES 2
61 | Baseline Component 1 Replacement Cost | bar: SOURCES 1 to SOURCES 2
62 | Baseline Component 1 Replacement Cost per kWh ¦ MMBtu saved | bar: SOURCES 1 to SOURCES 2
63 | Baseline Component 2 (description) | bar: SOURCES 1 to SOURCES 2
64 | Baseline Component 2 Life (years) | bar: SOURCES 1 to SOURCES 2
65 | Baseline Component 2 Replacement Cost | bar: SOURCES 1 to SOURCES 2
66 | Baseline Component 2 Replacement Cost per kWh ¦ MMBtu saved | bar: SOURCES 1 to SOURCES 2
67 | O&M Annual Levelized Cost ($/kWh ¦ $/MMBtu) | bar: SOURCES 1 to SOURCES 2
68 | bar: SOURCES 1 to SOURCES 2
69 | Water INPUTS | bar: SOURCES 1 to SOURCES 2
70 | Water (gal/yr) | bar: SOURCES 1 to SOURCES 2
71 | Water [gal/yr per kWh ¦ MMBtu saved] | bar: SOURCES 1 to SOURCES 2
CALCULATIONS
| Variable | 1: Value; 2: Source/Notes; 3: Description
| AVR | 1: 25.4; 2: Hawai’i TRM PY2023 V1.0; 3: Adjusted volume of refrigerator
| AVF | 1: 26; 2: Hawai’i TRM PY2023 V1.0; 3: Adjusted volume of freezer
| Fresh volume | 1: Actual; 2: Based on actual unit; 3: Fresh volume of new refrigerator
| Freezer volume | 1: Actual; 2: Based on actual unit; 3: Freezer volume of new refrigerator or freezer
| Wattsbase | 1: Table; 2: Hawai’i TRM PY2023 V1.0; 3: Annual energy usage of baseline unit
| Wattsee | 1: Table; 2: Hawai’i TRM PY2023 V1.0; 3: Annual energy usage of new efficient unit
| PF | 1: 1; 2: See Footnote 5; 3: Persistence factor
| Hours | 1: 8760; 3: Annual operating hours
| CF | 1: 1; 3: Coincidence factor
| Incremental Cost | 1: 47
| Measure Cost | 1: 872
| Measure life | 1: 15
E = a*AV + b.
| Product Category | 2: Federal Standard, Maximum kWh/yr; 5: ENERGY STAR, Maximum kWh/yr
| Refrigerator | Equation Term: | a | b | Wattsbase | a | b | Wattsee | delkWh | delkW | % Savings | Incremental Cost/kWh | Weightage
|  | Manual Defrost w/ and w/o TDD, All Configurations | 6.79 | 193.6 | 366.066 | 6.11 | 174.2 | 333.06 | 33.006 | 0.0037678 | 9.016% | 1.424 | 0.0625
|  | Auto Defrost w/o TDD, Top Freezer and Single Door Refrigerators | 8.07 | 233.7 | 438.678 | 7.26 | 210.3 | 399.06 | 39.618 | 0.0045226 | 9.031% | 1.1863 | 0.0625
|  | Auto Defrost w/o TDD, Side by Side | 8.51 | 297.8 | 513.954 | 7.66 | 268 | 467.16 | 46.794 | 0.0053418 | 9.105% | 1.0044 | 0.0625
|  | Auto Defrost w/o TDD, Bottom Freezer | 8.85 | 317 | 541.79 | 7.97 | 285.3 | 492.52 | 49.27 | 0.0056244 | 9.094% | 0.95393 | 0.0625
|  | Auto Defrost w/ TDD, Bottom Freezer | 9.25 | 475.4 | 710.35 | 8.33 | 436.3 | 652.88 | 57.47 | 0.0065605 | 8.09% | 0.81782 | 0.0625
|  | Auto Defrost w/ TDD, Top Freezer | 8.4 | 385.4 | 598.76 | 7.56 | 355.3 | 551.86 | 46.9 | 0.0053539 | 7.833% | 1.0021 | 0.0625
|  | Auto Defrost w/ TDD, Side by Side | 8.54 | 432.8 | 649.716 | 7.69 | 397.9 | 597.84 | 51.876 | 0.0059219 | 7.984% | 0.90601 | 0.0625
|  | "Average" Refrigerator | 8.34 | 333.7 | 545.536 | 7.51 | 303.9 | 499.16 | 46.376 | 0.0052941 | 8.501% | 1.0135 | 0.0625
| Freezer | Upright Freezers, Manual Defrost | 5.57 | 193.7 | 335.178 | 5.01 | 174.3 | 304.56 | 30.618 | 0.0034952 | 9.135% | 1.535 | 0.0625
|  | Upright Freezers, Auto Defrost, w/o Auto Icemaker | 8.62 | 228.3 | 447.248 | 7.76 | 205.5 | 407.26 | 39.988 | 0.0045648 | 8.941% | 1.1754 | 0.0625
|  | Upright Freezers, Auto Defrost, w/ Auto Icemaker | 8.62 | 312.3 | 531.248 | 7.76 | 289.5 | 491.26 | 39.988 | 0.0045648 | 7.527% | 1.1754 | 0.0625
|  | Built-in Freezers, Auto Defrost, w/o Auto Icemaker | 9.86 | 260.9 | 511.344 | 8.87 | 234.8 | 465.42 | 45.924 | 0.0052425 | 8.981% | 1.0234 | 0.0625
|  | Built-in Freezers, Auto Defrost, w/ Auto Icemaker | 9.86 | 344.9 | 595.344 | 8.87 | 318.8 | 549.42 | 45.924 | 0.0052425 | 7.714% | 1.0234 | 0.0625
|  | Chest Freezers and All Other Freezers, except Compact Freezers | 7.29 | 107.8 | 292.966 | 6.56 | 97 | 267.56 | 25.406 | 0.0029002 | 8.672% | 1.85 | 0.0625
|  | Chest Freezers with Auto Defrost | 10.24 | 148.1 | 408.196 | 9.22 | 133.3 | 373.02 | 35.176 | 0.0040155 | 8.617% | 1.3361 | 0.0625
|  | "Average" Freezer | 8.58 | 228 | 445.932 | 7.72 | 207.6 | 408.32 | 37.612 | 0.0042936 | 8.434% | 1.2496 | 0.0625
| WEIGHTED AVERAGE | 8: 41.9966; 9: 0.0047941; 10: 0.085423; SOURCES 1: 1.1673
| E = a*AV + b. | 2: same as federal standards, since current standards are from 2014. Applying 2/3'd rule on EUL for age of baseline and deriving a proxy standard
| Product Category | 2: RET Baseline Standard, Maximum kWh/yr; 5: ENERGY STAR, Maximum kWh/yr
| Refrigerator | Equation Term: | a | b | Wattsbase | a | b | Wattsee | delkWh | delkW | % Savings | Incremental Cost/kWh | Weightage
|  | Manual Defrost w/ and w/o TDD, All Configurations | 6.79 | 193.6 | 366.066 | 6.11 | 174.2 | 333.06 | 33.006 | 0.0037678 | 9.016% | 1.424 | 0.0625
|  | Auto Defrost w/o TDD, Top Freezer and Single Door Refrigerators | 8.07 | 233.7 | 438.678 | 7.26 | 210.3 | 399.06 | 39.618 | 0.0045226 | 9.031% | 1.1863 | 0.0625
|  | Auto Defrost w/o TDD, Side by Side | 8.51 | 297.8 | 513.954 | 7.66 | 268 | 467.16 | 46.794 | 0.0053418 | 9.105% | 1.0044 | 0.0625
|  | Auto Defrost w/o TDD, Bottom Freezer | 8.85 | 317 | 541.79 | 7.97 | 285.3 | 492.52 | 49.27 | 0.0056244 | 9.094% | 0.95393 | 0.0625
|  | Auto Defrost w/ TDD, Bottom Freezer | 9.25 | 475.4 | 710.35 | 8.33 | 436.3 | 652.88 | 57.47 | 0.0065605 | 8.09% | 0.81782 | 0.0625
|  | Auto Defrost w/ TDD, Top Freezer | 8.4 | 385.4 | 598.76 | 7.56 | 355.3 | 551.86 | 46.9 | 0.0053539 | 7.833% | 1.0021 | 0.0625
|  | Auto Defrost w/ TDD, Side by Side | 8.54 | 432.8 | 649.716 | 7.69 | 397.9 | 597.84 | 51.876 | 0.0059219 | 7.984% | 0.90601 | 0.0625
|  | "Average" Refrigerator | 8.34 | 333.7 | 545.536 | 7.51 | 303.9 | 499.16 | 46.376 | 0.0052941 | 8.501% | 1.0135 | 0.0625
| Freezer | Upright Freezers, Manual Defrost | 5.57 | 193.7 | 335.178 | 5.01 | 174.3 | 304.56 | 30.618 | 0.0034952 | 9.135% | 1.535 | 0.0625
|  | Upright Freezers, Auto Defrost, w/o Auto Icemaker | 8.62 | 228.3 | 447.248 | 7.76 | 205.5 | 407.26 | 39.988 | 0.0045648 | 8.941% | 1.1754 | 0.0625
|  | Upright Freezers, Auto Defrost, w/ Auto Icemaker | 8.62 | 312.3 | 531.248 | 7.76 | 289.5 | 491.26 | 39.988 | 0.0045648 | 7.527% | 1.1754 | 0.0625
|  | Built-in Freezers, Auto Defrost, w/o Auto Icemaker | 9.86 | 260.9 | 511.344 | 8.87 | 234.8 | 465.42 | 45.924 | 0.0052425 | 8.981% | 1.0234 | 0.0625
|  | Built-in Freezers, Auto Defrost, w/ Auto Icemaker | 9.86 | 344.9 | 595.344 | 8.87 | 318.8 | 549.42 | 45.924 | 0.0052425 | 7.714% | 1.0234 | 0.0625
|  | Chest Freezers and All Other Freezers, except Compact Freezers | 7.29 | 107.8 | 292.966 | 6.56 | 97 | 267.56 | 25.406 | 0.0029002 | 8.672% | 1.85 | 0.0625
|  | Chest Freezers with Auto Defrost | 10.24 | 148.1 | 408.196 | 9.22 | 133.3 | 373.02 | 35.176 | 0.0040155 | 8.617% | 1.3361 | 0.0625
|  | "Average" Freezer | 8.58 | 228 | 445.932 | 7.72 | 207.6 | 408.32 | 37.612 | 0.0042936 | 8.434% | 1.2496 | 0.0625
| WEIGHTED AVERAGE | 8: 41.9966; 9: 0.0047941; 10: 0.085423; SOURCES 1: 1.1673

## Refrigerator Freezer Recycling
| MEASURE GROUP DEFINITION |  |  |  | REGION | #REF!
| INPUT CELLS | CALCULATED CELLS
| MEASURE NAME | [10 empty] | TAB NAMING LOOKUPS (DEFINED BY OVERALL PROJECT, NOT SPECIFIC MEASURE)
| Short Name (Same as Tab Name!) | Long Name | Sector (full name) | Life | Life Source | [6 empty] | Fuel Type
| Refrigerator Freezer Recycling | Refrigerator and Freezer Recycling | Residential | 6.5 | IL TRM V12 | [6 empty] | Fuel | Electric | Gas | Oil | Propane
[12 empty] | Abbreviation | E | G | O | P
| TAB BREAKOUT |  |  |  |  | [PULL FORMULA DOWN] | [PULL FORMULA DOWN]
# | Primary Fuel | Secondary Fuel (blank OK) | End Use | Market (RET or MD) | Custom Field (blank OK) | Fuel Abbreviations | End Use Abbr. | UNIQUE MEASURE NAME | Long Name |  |  | Sector
1 | Electric |  | Refrigeration | RET |  | E | Refr | Refrigerator Freezer Recycling_Res, E - Refr (RET) | Refrigerator and Freezer Recycling |  |  | Sector | Residential | C&I
2 | [11 empty] | Abbreviation | Res | CI
3
4 | [11 empty] | Market
5 | [11 empty] | Market | Retrofit | Market-Driven
6 | [11 empty] | Abbreviation | RET | MD
7
8 | [11 empty] | Building Types
9 | [11 empty] | Building Types | Single Family | Multifamily | LI Single Family | LI Multifamily | Small Education - College/University | Small Education - Other | Small Grocery | Small Health - Hospital | Small Health - Other | Small Industrial Manufacturing | Small Institutional/Public Service | Small Lodging | Small Miscellaneous/Other | Small Office | Small Restaurant | Small Retail | Small Warehouse | Large Education - College/University | Large Education - Other | Large Grocery | Large Health - Hospital | Large Health - Other | Large Industrial Manufacturing | Large Institutional/Public Service | Large Lodging | Large Miscellaneous/Other | Large Office | Large Restaurant | Large Retail | Large Warehouse
10
End Use
[12 empty] | End Use | Appliances | Cooking | Cooling | Exterior Lighting | Interior Lighting | Other | Plug Loads | Refrigeration | Space Heating | Ventilation | Water Heating | Drives | Motors and VFDs | Compressed Air Systems | Process Cooling and Refrigeration | Process Heating | Total Electric | Total Gas
[12 empty] | Abbreviation | Appl | Cook | Cool | ExtL | IntL | Oth | Plug | Refr | Heat | Vent | HWat | Driv | Motr | CAS | PrC | PrH | TotE | TotG
KEY FOR MEASURE DATA ROWS
CALCULATED FIELD
ENTER MANUALLY OR FORMULAICALLY FROM CALCULATIONS SECTION
MEASURE DATA
SOURCES
| GENERAL ('Measures' Sheet) INPUTS | 1 | 2 | 3 | 4 | 5 | 6 | 7 | 8 | 9 | 10 | 1 | 2 | 3 | 4 | 5 | 6 | 7 | 8 | 9 | 10
1 | Measure Name | 1: Refrigerator Freezer Recycling_Res, E - Refr (RET); SOURCES 1: Refrigerator Freezer Recycling_Res, E - Refr (RET)
2 | Measure Long Name | 1: Refrigerator and Freezer Recycling; SOURCES 1: -
3 | Parent Measure Name | 1: Refrigerator Freezer Recycling_Res, E - Refr (RET); SOURCES 1: -
4 | Parent Measure Long Name | 1: Refrigerator and Freezer Recycling; SOURCES 1: -
5 | Sector | 1: Residential; SOURCES 1: -
6 | Description | 1: This measure reflects recycling of refrigerators or freezers without replacement; SOURCES 1: -
7 | Life | 1: 6.5; SOURCES 1: -
8 | Exist. Life | bar: SOURCES 1
9 | Primary Fuel | bar: 1 to SOURCES 1
10 | Secondary Fuel | bar: SOURCES 1
11 | Primary Fuel End Use | 1: Refrigeration; SOURCES 1: -
12 | Secondary Fuel End Use | bar: SOURCES 1
13 | Elec Load Shape | bar: SOURCES 1
14 | Fuel Switch (Y/N) | bar: SOURCES 1
15 | Waste Heat Adjust. (Y/N) | bar: SOURCES 1
16 | Depends On | bar: SOURCES 1
17 | Links With | bar: SOURCES 1
18 | Mutual Exclusivity | bar: SOURCES 1
19 | bar: SOURCES 1
20 | GENERAL ('MeasChars' Sheet) INPUTS | 1: Refrigerator and Freezer Recycling; SOURCES 1: -
21 | Mkt (MD or RET) | 1: RET; SOURCES 1: -
22 | Target Markets (NC, RENO, REPL, RET) | 1: #REF!; SOURCES 1: -
23 | Baseline Description | 1: Existing functional secondary refrigerators or freezers; SOURCES 1: -
24 | Efficient Description | 1: Remove and recycle secondary refrigerator or freezer; SOURCES 1: -
25 | Start Year | 1: #REF!; SOURCES 1: -
26 | End Year | 1: #REF!; SOURCES 1: -
27 | Building type assumed for characterization | 1: Single Family; SOURCES 1: -
28 | Units for Costs & Savings Values | bar: SOURCES 1
29 | Efficient kW ¦ MMBtu | bar: SOURCES 1
30 | Baseline kW ¦ MMBtu | bar: SOURCES 1
31 | Full Load Hours | bar: SOURCES 1
32 | kWh ¦ MMBtu Annual Savings | 1: 971.2149; SOURCES 1: -
33 | % Savings (primary fuel) | 1: 100%; SOURCES 1: 1,2,5
34 | Efficient Equip Cost | bar: SOURCES 1
35 | Baseline Equip Cost | bar: SOURCES 1
36 | Incremental Cost | 1: 170; SOURCES 1: -
37 | Incremental Cost per kWh ¦ MMBtu Saved | 1: 0.17537; SOURCES 1: 8
38 | bar: SOURCES 1
39 | SECONDARY END-USE FUEL IMPACTS (MMBtu/kWh), OR Elec Impacts (kWh/MMBtu) | 1: Refrigerator and Freezer Recycling; SOURCES 1: -
40 | Fossil Fuel (or Elec) Savings - increased use is negative (MMBtu/yr ¦ kWh/yr) | bar: SOURCES 1
41 | Annual Fossil Fuel (or Elec) Savings per Elec (or FF) Savings - increased is negative (MMBtu/kWh ¦ kWh/MMBtu saved) | bar: SOURCES 1
42 | bar: SOURCES 1
43 | EARLY-RETIREMENT RETROFIT MEASURE INPUTS | bar: SOURCES 1
44 | Baseline Equip. Life | bar: SOURCES 1
45 | Baseline Equip. Age | bar: SOURCES 1
46 | Baseline Cost | bar: SOURCES 1
47 | Baseline Cost per kWh ¦ MMBtu saved | bar: SOURCES 1
48 | Baseline shift savings factor (for RET) | bar: SOURCES 1
49 | bar: SOURCES 1
50 | O&M INPUTS | bar: SOURCES 1
51 | Efficient Component 1 (description) | bar: SOURCES 1
52 | Eff Component 1 Life (years) | bar: SOURCES 1
53 | Eff Component 1 Replacement Cost | bar: SOURCES 1
54 | Eff Component 1 Replacement Cost per kWh ¦ MMBtu saved | bar: SOURCES 1
55 | Efficient Component 2 (description) | bar: SOURCES 1
56 | Eff Component 2 Life (years) | bar: SOURCES 1
57 | Eff Component 2 Replacement Cost | bar: SOURCES 1
58 | Eff Component 2 Replacement Cost per kWh ¦ MMBtu saved | bar: SOURCES 1
59 | Baseline Component 1 (description) | bar: SOURCES 1
60 | Baseline Component 1 Life (years) | bar: SOURCES 1
61 | Baseline Component 1 Replacement Cost | bar: SOURCES 1
62 | Baseline Component 1 Replacement Cost per kWh ¦ MMBtu saved | bar: SOURCES 1
63 | Baseline Component 2 (description) | bar: SOURCES 1
64 | Baseline Component 2 Life (years) | bar: SOURCES 1
65 | Baseline Component 2 Replacement Cost | bar: SOURCES 1
66 | Baseline Component 2 Replacement Cost per kWh ¦ MMBtu saved | bar: SOURCES 1
67 | O&M Annual Levelized Cost ($/kWh ¦ $/MMBtu) | bar: SOURCES 1
68 | bar: SOURCES 1
69 | Water INPUTS | bar: SOURCES 1
70 | Water (gal/yr) | bar: SOURCES 1
71 | Water [gal/yr per kWh ¦ MMBtu saved] | bar: SOURCES 1
CALCULATIONS
| Variable | 1: Value; 2: Source/Notes; 3: Description
| Measure life | 1: 6.5; 2: IL TRM V12 pg. 45-49
| Coincidence factors | 1: Table; 2: IL TRM V12 pg. 45-49
| Incremental cost | 1: 170; 2: IL TRM V12 pg. 45-49
| Equipment Type | 1: Independent variable description; 2: Estimate coefficient; 3: Program level Assumptions
| Refrigerator | 1: Intercept; 2: 83.324
|  | Age | 3.678 | 22.81
|  | Pre-1990 factor | 485.037 | 0.45
|  | Size | 27.149 | 18.82
|  | Side by side | 406.779 | 0.17
|  | Primary usage type | 161.857 | 0.34
|  | CDD | 15.366 | 4.49
|  | HDD | -11.067 | 0
|  | Parts use factor |  | 0.93
|  | CF | 1.081
| Equipment Type | 1: Independent variable description; 2: Estimate coefficient; 3: Program level Assumptions
| Freezer | 1: Intercept; 2: 132.122
|  | Age | 12.13 | 26.92
|  | Pre-1990 factor | 156.181 | 0.6
|  | Size | 31.839 | 15.9
|  | Chest config | -19.709 | 0.48
|  | CDD | 9.778 | 4.49
|  | HDD | -12.755 | 0
|  | Parts use factor |  | 0.85
|  | CF | 1.028
| Equipment Type | 1: delkWh; 2: delkW; 3: % Savings; 4: Incremental Cost/kWh; 5: Weightage
| Refrigerator | 1: 1013.3347; 2: 0.12496; 3: 1; 4: 0.16776; 5: 0.5
| Freezer | 1: 929.0952; 2: 0.10896; 3: 1; 4: 0.18297; 5: 0.5
| WEIGHTED AVERAGE | 1: 971.2149; 2: 0.11696; 3: 1; 4: 0.17537
Note on C111: [Threaded comment] Your version of Excel allows you to read this threaded comment; however, any edits to it will get removed if the file is opened in a newer version of Excel. Learn more: https://go.microsoft.com/fwlink/?linkid=870924 Comment: PR level adjustments needed
Note on E115: [Threaded comment] Your version of Excel allows you to read this threaded comment; however, any edits to it will get removed if the file is opened in a newer version of Excel. Learn more: https://go.microsoft.com/fwlink/?linkid=870924 Comment: Sourced from the IL TRM example
Note on E120: [Threaded comment] Your version of Excel allows you to read this threaded comment; however, any edits to it will get removed if the file is opened in a newer version of Excel. Learn more: https://go.microsoft.com/fwlink/?linkid=870924 Comment: Highest CDD for IL cities chosen as default, needs to be replaced to PR levels
Note on E127: [Threaded comment] Your version of Excel allows you to read this threaded comment; however, any edits to it will get removed if the file is opened in a newer version of Excel. Learn more: https://go.microsoft.com/fwlink/?linkid=870924 Comment: Values chosen from IL TRM example
Note on E131: [Threaded comment] Your version of Excel allows you to read this threaded comment; however, any edits to it will get removed if the file is opened in a newer version of Excel. Learn more: https://go.microsoft.com/fwlink/?linkid=870924 Comment: Highest CDD for IL cities chosen as default, needs to be replaced to PR levels

## Water Heater Wrap
| MEASURE GROUP DEFINITION |  |  |  | REGION | #REF!
| INPUT CELLS | CALCULATED CELLS
| MEASURE NAME | [10 empty] | TAB NAMING LOOKUPS (DEFINED BY OVERALL PROJECT, NOT SPECIFIC MEASURE)
| Short Name (Same as Tab Name!) | Long Name | Sector (full name) | Life | Life Source | [6 empty] | Fuel Type
| Water Heater Wrap | Water Heater Wrap | Residential | 5 | IL TRM V12 | [6 empty] | Fuel | Electric | Gas | Oil | Propane
[12 empty] | Abbreviation | E | G | O | P
| TAB BREAKOUT |  |  |  |  | [PULL FORMULA DOWN] | [PULL FORMULA DOWN]
# | Primary Fuel | Secondary Fuel (blank OK) | End Use | Market (RET or MD) | Custom Field (blank OK) | Fuel Abbreviations | End Use Abbr. | UNIQUE MEASURE NAME | Long Name |  |  | Sector
1 | Electric |  | Water Heating | RET |  | E | HWat | Water Heater Wrap_Res, E - HWat (RET) | Water Heater Wrap |  |  | Sector | Residential | C&I
2 | Propane |  | Water Heating | RET |  | P | HWat | Water Heater Wrap_Res, P - HWat (RET) | Water Heater Wrap |  |  | Abbreviation | Res | CI
3
4 | [11 empty] | Market
5 | [11 empty] | Market | Retrofit | Market-Driven
6 | [11 empty] | Abbreviation | RET | MD
7
8 | [11 empty] | Building Types
9 | [11 empty] | Building Types | Single Family | Multifamily | LI Single Family | LI Multifamily | Small Education - College/University | Small Education - Other | Small Grocery | Small Health - Hospital | Small Health - Other | Small Industrial Manufacturing | Small Institutional/Public Service | Small Lodging | Small Miscellaneous/Other | Small Office | Small Restaurant | Small Retail | Small Warehouse | Large Education - College/University | Large Education - Other | Large Grocery | Large Health - Hospital | Large Health - Other | Large Industrial Manufacturing | Large Institutional/Public Service | Large Lodging | Large Miscellaneous/Other | Large Office | Large Restaurant | Large Retail | Large Warehouse
10
End Use
[12 empty] | End Use | Appliances | Cooking | Cooling | Exterior Lighting | Interior Lighting | Other | Plug Loads | Refrigeration | Space Heating | Ventilation | Water Heating | Drives | Motors and VFDs | Compressed Air Systems | Process Cooling and Refrigeration | Process Heating | Total Electric | Total Gas
[12 empty] | Abbreviation | Appl | Cook | Cool | ExtL | IntL | Oth | Plug | Refr | Heat | Vent | HWat | Driv | Motr | CAS | PrC | PrH | TotE | TotG
KEY FOR MEASURE DATA ROWS
CALCULATED FIELD
ENTER MANUALLY OR FORMULAICALLY FROM CALCULATIONS SECTION
MEASURE DATA
SOURCES
| GENERAL ('Measures' Sheet) INPUTS | 1 | 2 | 3 | 4 | 5 | 6 | 7 | 8 | 9 | 10 | 1 | 2 | 3 | 4 | 5 | 6 | 7 | 8 | 9 | 10
1 | Measure Name | 1: Water Heater Wrap_Res, E - HWat (RET); 2: Water Heater Wrap_Res, P - HWat (RET); SOURCES 1: Water Heater Wrap_Res, E - HWat (RET); SOURCES 2: Water Heater Wrap_Res, P - HWat (RET)
2 | Measure Long Name | 1: Water Heater Wrap; 2: Water Heater Wrap; SOURCES 1: -; SOURCES 2: -
3 | Parent Measure Name | 1: Water Heater Wrap_Res, E - HWat (RET); SOURCES 1: -; SOURCES 2: -
4 | Parent Measure Long Name | 1: Water Heater Wrap; SOURCES 1: -; SOURCES 2: -
5 | Sector | 1: Residential; 2: Residential; SOURCES 1: -; SOURCES 2: -
6 | Description | 1: This measure includes installing a water heater blanket on an electric water storage water heater.; SOURCES 1: -; SOURCES 2: -
7 | Life | 1: 5; 2: 5; SOURCES 1: -; SOURCES 2: -
8 | Exist. Life | bar: SOURCES 1 to SOURCES 2
9 | Primary Fuel | 1: E; 2: Prp; SOURCES 1: -; SOURCES 2: -
10 | Secondary Fuel | bar: 1 to SOURCES 2
11 | Primary Fuel End Use | 1: Water Heating; 2: Water Heating; SOURCES 1: -; SOURCES 2: -
12 | Secondary Fuel End Use | bar: SOURCES 1 to SOURCES 2
13 | Elec Load Shape | bar: SOURCES 1 to SOURCES 2
14 | Fuel Switch (Y/N) | bar: SOURCES 1 to SOURCES 2
15 | Waste Heat Adjust. (Y/N) | bar: SOURCES 1 to SOURCES 2
16 | Depends On | bar: SOURCES 1 to SOURCES 2
17 | Links With | bar: SOURCES 1 to SOURCES 2
18 | Mutual Exclusivity | bar: SOURCES 1 to SOURCES 2
19 | bar: SOURCES 1 to SOURCES 2
20 | GENERAL ('MeasChars' Sheet) INPUTS | 1: Water Heater Wrap; 2: Water Heater Wrap; SOURCES 1: -; SOURCES 2: -
21 | Mkt (MD or RET) | 1: RET; 2: RET; SOURCES 1: -; SOURCES 2: -
22 | Target Markets (NC, RENO, REPL, RET) | 1: #REF!; 2: #REF!; SOURCES 1: -; SOURCES 2: -
23 | Baseline Description | 1: Electric water heater with no insulation jacket; 2: Electric water heater with no insulation jacket; SOURCES 1: -; SOURCES 2: -
24 | Efficient Description | 1: Electric water heater with insulation jacket; 2: Electric water heater with insulation jacket; SOURCES 1: -; SOURCES 2: -
25 | Start Year | 1: #REF!; 2: #REF!; SOURCES 1: -; SOURCES 2: -
26 | End Year | 1: #REF!; 2: #REF!; SOURCES 1: -; SOURCES 2: -
27 | Building type assumed for characterization | 1: Single Family; 2: Single Family; SOURCES 1: -; SOURCES 2: -
28 | Units for Costs & Savings Values | bar: SOURCES 1 to SOURCES 2
29 | Efficient kW ¦ MMBtu | bar: SOURCES 1 to SOURCES 2
30 | Baseline kW ¦ MMBtu | bar: SOURCES 1 to SOURCES 2
31 | Full Load Hours | bar: SOURCES 1 to SOURCES 2
32 | kWh ¦ MMBtu Annual Savings | 1: 193.4288; 2: 8.86; SOURCES 1: -; SOURCES 2: -
33 | % Savings (primary fuel) | 1: 0.47576; 2: 0.47576; SOURCES 1: 2
34 | Efficient Equip Cost | bar: SOURCES 1 to SOURCES 2
35 | Baseline Equip Cost | bar: SOURCES 1 to SOURCES 2
36 | Incremental Cost | 1: 12.1483; 2: 12.1483; SOURCES 1: -; SOURCES 2: -
37 | Incremental Cost per kWh ¦ MMBtu Saved | 1: 0.067131; 2: 1.4656; SOURCES 1: 8
38 | bar: SOURCES 1 to SOURCES 2
39 | SECONDARY END-USE FUEL IMPACTS (MMBtu/kWh), OR Elec Impacts (kWh/MMBtu) | 1: Water Heater Wrap; 2: Water Heater Wrap; SOURCES 1: -; SOURCES 2: -
40 | Fossil Fuel (or Elec) Savings - increased use is negative (MMBtu/yr ¦ kWh/yr) | bar: SOURCES 1 to SOURCES 2
41 | Annual Fossil Fuel (or Elec) Savings per Elec (or FF) Savings - increased is negative (MMBtu/kWh ¦ kWh/MMBtu saved) | bar: SOURCES 1 to SOURCES 2
42 | bar: SOURCES 1 to SOURCES 2
43 | EARLY-RETIREMENT RETROFIT MEASURE INPUTS | bar: SOURCES 1 to SOURCES 2
44 | Baseline Equip. Life | 1: 5; 2: 5; SOURCES 1: -; SOURCES 2: -
45 | Baseline Equip. Age | 1: 3; 2: 3; SOURCES 1: -; SOURCES 2: -
46 | Baseline Cost | bar: SOURCES 1 to SOURCES 2
47 | Baseline Cost per kWh ¦ MMBtu saved | bar: SOURCES 1 to SOURCES 2
48 | Baseline shift savings factor (for RET) | bar: SOURCES 1 to SOURCES 2
49 | bar: SOURCES 1 to SOURCES 2
50 | O&M INPUTS | bar: SOURCES 1 to SOURCES 2
51 | Efficient Component 1 (description) | bar: SOURCES 1 to SOURCES 2
52 | Eff Component 1 Life (years) | bar: SOURCES 1 to SOURCES 2
53 | Eff Component 1 Replacement Cost | bar: SOURCES 1 to SOURCES 2
54 | Eff Component 1 Replacement Cost per kWh ¦ MMBtu saved | bar: SOURCES 1 to SOURCES 2
55 | Efficient Component 2 (description) | bar: SOURCES 1 to SOURCES 2
56 | Eff Component 2 Life (years) | bar: SOURCES 1 to SOURCES 2
57 | Eff Component 2 Replacement Cost | bar: SOURCES 1 to SOURCES 2
58 | Eff Component 2 Replacement Cost per kWh ¦ MMBtu saved | bar: SOURCES 1 to SOURCES 2
59 | Baseline Component 1 (description) | bar: SOURCES 1 to SOURCES 2
60 | Baseline Component 1 Life (years) | bar: SOURCES 1 to SOURCES 2
61 | Baseline Component 1 Replacement Cost | bar: SOURCES 1 to SOURCES 2
62 | Baseline Component 1 Replacement Cost per kWh ¦ MMBtu saved | bar: SOURCES 1 to SOURCES 2
63 | Baseline Component 2 (description) | bar: SOURCES 1 to SOURCES 2
64 | Baseline Component 2 Life (years) | bar: SOURCES 1 to SOURCES 2
65 | Baseline Component 2 Replacement Cost | bar: SOURCES 1 to SOURCES 2
66 | Baseline Component 2 Replacement Cost per kWh ¦ MMBtu saved | bar: SOURCES 1 to SOURCES 2
67 | O&M Annual Levelized Cost ($/kWh ¦ $/MMBtu) | bar: SOURCES 1 to SOURCES 2
68 | bar: SOURCES 1 to SOURCES 2
69 | Water INPUTS | bar: SOURCES 1 to SOURCES 2
70 | Water (gal/yr) | bar: SOURCES 1 to SOURCES 2
71 | Water [gal/yr per kWh ¦ MMBtu saved] | bar: SOURCES 1 to SOURCES 2
ΔkWh = ((1/ Rbase – 1 / Rinsul) * Abase * ΔT * Hours) / (3412 * ηDHW)
CALCULATIONS
| Inputs | 1: Values; 2: Source; 3: Description
| Measure life | 1: 5; 2: IL TRM V12 pg. 281-283
| Incremental cost | 1: Actual; 2: IL TRM V12 pg. 281-283
| Coincidence factor | 1: 1; 2: IL TRM V12 pg. 281-283
| Rbase | 1: Table; 2: IL TRM V12 pg. 281-283; 3: Overall thermal resistance coefficient prior to adding tank wrap
| Rinsul | 1: Table; 2: IL TRM V12 pg. 281-283; 3: Overall thermal resistance coefficient after addition of tank wrap
| Abase | 1: Table; 2: IL TRM V12 pg. 281-283; 3: Surface area of storage tank prior to adding tank wrap (square feet)
| delT | 1: 60; 2: IL TRM V12 pg. 281-283; 3: Average temperature difference between tank water and outside air temperature (°F)
| Hours | 1: 8766; 2: IL TRM V12 pg. 281-283
| nDHWelec | 1: 0.98; 2: IL TRM V12 pg. 281-283; 3: Recovery efficiency of electric hot water heater
| nDHWprop | 1: 0.73; 2: IL TRM V12 pg. 300-303; 3: Recovery efficiency of propane hot water heater borrowed from Drinwater Heat Recovery, average of SF and MF
| Capacity | 1: Rbase; 2: Rinsul; 3: Abase; 4: delkWh; 5: delkW; 6: % Savings; 7: Incremental Cost; 8: Incremental Cost/kWh; 9: Weightage
| 30 | 1: 8; 2: 16; 3: 19.16; 4: 188.3619; 5: 0.021488; 6: 50%; 7: 9.3884; 8: 0.049842; 9: 0.041667
| 30 | 1: 10; 2: 18; 3: 19.16; 4: 133.9463; 5: 0.01528; 6: 44.44%; 7: 9.3884; 8: 0.070091; 9: 0.041667
| 30 | 1: 12; 2: 20; 3: 19.16; 4: 100.4597; 5: 0.01146; 6: 40%; 7: 9.3884; 8: 0.093454; 9: 0.041667
| 30 | 1: 8; 2: 18; 3: 19.16; 4: 209.291; 5: 0.023875; 6: 55.56%; 7: 9.3884; 8: 0.044858; 9: 0.041667
| 30 | 1: 10; 2: 20; 3: 19.16; 4: 150.6895; 5: 0.01719; 6: 50%; 7: 9.3884; 8: 0.062303; 9: 0.041667
| 30 | 1: 12; 2: 22; 3: 19.16; 4: 114.1587; 5: 0.013023; 6: 45.45%; 7: 9.3884; 8: 0.08224; 9: 0.041667
| 40 | 1: 8; 2: 16; 3: 23.18; 4: 227.8825; 5: 0.025996; 6: 50%; 7: 11.3582; 8: 0.049842; 9: 0.041667
| 40 | 1: 10; 2: 18; 3: 23.18; 4: 162.0498; 5: 0.018486; 6: 44.44%; 7: 11.3582; 8: 0.070091; 9: 0.041667
| 40 | 1: 12; 2: 20; 3: 23.18; 4: 121.5374; 5: 0.013865; 6: 40%; 7: 11.3582; 8: 0.093454; 9: 0.041667
| 40 | 1: 8; 2: 18; 3: 23.18; 4: 253.2028; 5: 0.028885; 6: 55.56%; 7: 11.3582; 8: 0.044858; 9: 0.041667
| 40 | 1: 10; 2: 20; 3: 23.18; 4: 182.306; 5: 0.020797; 6: 50%; 7: 11.3582; 8: 0.062303; 9: 0.041667
| 40 | 1: 12; 2: 22; 3: 23.18; 4: 138.1106; 5: 0.015755; 6: 45.45%; 7: 11.3582; 8: 0.08224; 9: 0.041667
| 50 | 1: 8; 2: 16; 3: 24.99; 4: 245.6767; 5: 0.028026; 6: 50%; 7: 12.2451; 8: 0.049842; 9: 0.041667
| 50 | 1: 10; 2: 18; 3: 24.99; 4: 174.7034; 5: 0.01993; 6: 44.44%; 7: 12.2451; 8: 0.070091; 9: 0.041667
| 50 | 1: 12; 2: 20; 3: 24.99; 4: 131.0275; 5: 0.014947; 6: 40%; 7: 12.2451; 8: 0.093454; 9: 0.041667
| 50 | 1: 8; 2: 18; 3: 24.99; 4: 272.9741; 5: 0.03114; 6: 55.56%; 7: 12.2451; 8: 0.044858; 9: 0.041667
| 50 | 1: 10; 2: 20; 3: 24.99; 4: 196.5413; 5: 0.022421; 6: 50%; 7: 12.2451; 8: 0.062303; 9: 0.041667
| 50 | 1: 12; 2: 22; 3: 24.99; 4: 148.8949; 5: 0.016986; 6: 45.45%; 7: 12.2451; 8: 0.08224; 9: 0.041667
| 80 | 1: 8; 2: 16; 3: 31.84; 4: 313.019; 5: 0.035708; 6: 50%; 7: 15.6016; 8: 0.049842; 9: 0.041667
| 80 | 1: 10; 2: 18; 3: 31.84; 4: 222.5913; 5: 0.025393; 6: 44.44%; 7: 15.6016; 8: 0.070091; 9: 0.041667
| 80 | 1: 12; 2: 20; 3: 31.84; 4: 166.9435; 5: 0.019044; 6: 40%; 7: 15.6016; 8: 0.093454; 9: 0.041667
| 80 | 1: 8; 2: 18; 3: 31.84; 4: 347.7989; 5: 0.039676; 6: 55.56%; 7: 15.6016; 8: 0.044858; 9: 0.041667
| 80 | 1: 10; 2: 20; 3: 31.84; 4: 250.4152; 5: 0.028567; 6: 50%; 7: 15.6016; 8: 0.062303; 9: 0.041667
| 80 | 1: 12; 2: 22; 3: 31.84; 4: 189.7085; 5: 0.021641; 6: 45.45%; 7: 15.6016; 8: 0.08224; 9: 0.041667
| WEIGHTED AVERAGE | 4: 193.4288; 5: 0.022066; 6: 0.47576; 7: 12.1483; 8: 0.067131
| Capacity | 1: Rbase; 2: Rinsul; 3: Abase; 4: delMMBtu; 6: % Savings; 7: Incremental Cost; 8: Incremental Cost/kWh; 9: Weightage
| 30 | 1: 8; 2: 16; 3: 19.16; 4: 8.6279; 6: 50%; 7: 9.3884; 8: 1.0881; 9: 0.041667
| 30 | 1: 10; 2: 18; 3: 19.16; 4: 6.1354; 6: 44.44%; 7: 9.3884; 8: 1.5302; 9: 0.041667
| 30 | 1: 12; 2: 20; 3: 19.16; 4: 4.6015; 6: 40%; 7: 9.3884; 8: 2.0403; 9: 0.041667
| 30 | 1: 8; 2: 18; 3: 19.16; 4: 9.5866; 6: 55.56%; 7: 9.3884; 8: 0.97933; 9: 0.041667
| 30 | 1: 10; 2: 20; 3: 19.16; 4: 6.9023; 6: 50%; 7: 9.3884; 8: 1.3602; 9: 0.041667
| 30 | 1: 12; 2: 22; 3: 19.16; 4: 5.229; 6: 45.45%; 7: 9.3884; 8: 1.7954; 9: 0.041667
| 40 | 1: 8; 2: 16; 3: 23.18; 4: 10.4381; 6: 50%; 7: 11.3582; 8: 1.0881; 9: 0.041667
| 40 | 1: 10; 2: 18; 3: 23.18; 4: 7.4227; 6: 44.44%; 7: 11.3582; 8: 1.5302; 9: 0.041667
| 40 | 1: 12; 2: 20; 3: 23.18; 4: 5.567; 6: 40%; 7: 11.3582; 8: 2.0403; 9: 0.041667
| 40 | 1: 8; 2: 18; 3: 23.18; 4: 11.5979; 6: 55.56%; 7: 11.3582; 8: 0.97933; 9: 0.041667
| 40 | 1: 10; 2: 20; 3: 23.18; 4: 8.3505; 6: 50%; 7: 11.3582; 8: 1.3602; 9: 0.041667
| 40 | 1: 12; 2: 22; 3: 23.18; 4: 6.3261; 6: 45.45%; 7: 11.3582; 8: 1.7954; 9: 0.041667
| 50 | 1: 8; 2: 16; 3: 24.99; 4: 11.2532; 6: 50%; 7: 12.2451; 8: 1.0881; 9: 0.041667
| 50 | 1: 10; 2: 18; 3: 24.99; 4: 8.0023; 6: 44.44%; 7: 12.2451; 8: 1.5302; 9: 0.041667
| 50 | 1: 12; 2: 20; 3: 24.99; 4: 6.0017; 6: 40%; 7: 12.2451; 8: 2.0403; 9: 0.041667
| 50 | 1: 8; 2: 18; 3: 24.99; 4: 12.5036; 6: 55.56%; 7: 12.2451; 8: 0.97933; 9: 0.041667
| 50 | 1: 10; 2: 20; 3: 24.99; 4: 9.0026; 6: 50%; 7: 12.2451; 8: 1.3602; 9: 0.041667
| 50 | 1: 12; 2: 22; 3: 24.99; 4: 6.8201; 6: 45.45%; 7: 12.2451; 8: 1.7954; 9: 0.041667
| 80 | 1: 8; 2: 16; 3: 31.84; 4: 14.3378; 6: 50%; 7: 15.6016; 8: 1.0881; 9: 0.041667
| 80 | 1: 10; 2: 18; 3: 31.84; 4: 10.1958; 6: 44.44%; 7: 15.6016; 8: 1.5302; 9: 0.041667
| 80 | 1: 12; 2: 20; 3: 31.84; 4: 7.6468; 6: 40%; 7: 15.6016; 8: 2.0403; 9: 0.041667
| 80 | 1: 8; 2: 18; 3: 31.84; 4: 15.9309; 6: 55.56%; 7: 15.6016; 8: 0.97933; 9: 0.041667
| 80 | 1: 10; 2: 20; 3: 31.84; 4: 11.4703; 6: 50%; 7: 15.6016; 8: 1.3602; 9: 0.041667
| 80 | 1: 12; 2: 22; 3: 31.84; 4: 8.6896; 6: 45.45%; 7: 15.6016; 8: 1.7954; 9: 0.041667
| WEIGHTED AVERAGE | 4: 8.86; 5: 0; 6: 0.47576; 7: 12.1483; 8: 1.4656
Note on C112: [Threaded comment] Your version of Excel allows you to read this threaded comment; however, any edits to it will get removed if the file is opened in a newer version of Excel. Learn more: https://go.microsoft.com/fwlink/?linkid=870924 Comment: PR Level adjustments needed
Note on I122: [Threaded comment] Your version of Excel allows you to read this threaded comment; however, any edits to it will get removed if the file is opened in a newer version of Excel. Learn more: https://go.microsoft.com/fwlink/?linkid=870924 Comment: Measure costs from CA eTRM 1" pipe foam insulation on a 3/4" pipe
Note on I149: [Threaded comment] Your version of Excel allows you to read this threaded comment; however, any edits to it will get removed if the file is opened in a newer version of Excel. Learn more: https://go.microsoft.com/fwlink/?linkid=870924 Comment: Measure costs from CA eTRM 1" pipe foam insulation on a 3/4" pipe

## WH Temp Setback
| MEASURE GROUP DEFINITION |  |  |  | REGION | #REF!
| INPUT CELLS | CALCULATED CELLS
| MEASURE NAME | [10 empty] | TAB NAMING LOOKUPS (DEFINED BY OVERALL PROJECT, NOT SPECIFIC MEASURE)
| Short Name (Same as Tab Name!) | Long Name | Sector (full name) | Life | Life Source | [6 empty] | Fuel Type
| WH Temp Setback | Water Heater Temperature Setback | Residential | 2 | IL TRM V12 | [6 empty] | Fuel | Electric | Gas | Oil | Propane
[12 empty] | Abbreviation | E | G | O | P
| TAB BREAKOUT |  |  |  |  | [PULL FORMULA DOWN] | [PULL FORMULA DOWN]
# | Primary Fuel | Secondary Fuel (blank OK) | End Use | Market (RET or MD) | Custom Field (blank OK) | Fuel Abbreviations | End Use Abbr. | UNIQUE MEASURE NAME | Long Name |  |  | Sector
1 | Electric |  | Water Heating | RET |  | E | HWat | WH Temp Setback_Res, E - HWat (RET) | Water Heater Temperature Setback |  |  | Sector | Residential | C&I
2 | Propane |  | Water Heating | RET |  | P | HWat | WH Temp Setback_Res, P - HWat (RET) | Water Heater Temperature Setback |  |  | Abbreviation | Res | CI
3
4 | [11 empty] | Market
5 | [11 empty] | Market | Retrofit | Market-Driven
6 | [11 empty] | Abbreviation | RET | MD
7
8 | [11 empty] | Building Types
9 | [11 empty] | Building Types | Single Family | Multifamily | LI Single Family | LI Multifamily | Small Education - College/University | Small Education - Other | Small Grocery | Small Health - Hospital | Small Health - Other | Small Industrial Manufacturing | Small Institutional/Public Service | Small Lodging | Small Miscellaneous/Other | Small Office | Small Restaurant | Small Retail | Small Warehouse | Large Education - College/University | Large Education - Other | Large Grocery | Large Health - Hospital | Large Health - Other | Large Industrial Manufacturing | Large Institutional/Public Service | Large Lodging | Large Miscellaneous/Other | Large Office | Large Restaurant | Large Retail | Large Warehouse
10
End Use
[12 empty] | End Use | Appliances | Cooking | Cooling | Exterior Lighting | Interior Lighting | Other | Plug Loads | Refrigeration | Space Heating | Ventilation | Water Heating | Drives | Motors and VFDs | Compressed Air Systems | Process Cooling and Refrigeration | Process Heating | Total Electric | Total Gas
[12 empty] | Abbreviation | Appl | Cook | Cool | ExtL | IntL | Oth | Plug | Refr | Heat | Vent | HWat | Driv | Motr | CAS | PrC | PrH | TotE | TotG
KEY FOR MEASURE DATA ROWS
CALCULATED FIELD
ENTER MANUALLY OR FORMULAICALLY FROM CALCULATIONS SECTION
MEASURE DATA
SOURCES
| GENERAL ('Measures' Sheet) INPUTS | 1 | 2 | 3 | 4 | 5 | 6 | 7 | 8 | 9 | 10 | 1 | 2 | 3 | 4 | 5 | 6 | 7 | 8 | 9 | 10
1 | Measure Name | 1: WH Temp Setback_Res, E - HWat (RET); 2: WH Temp Setback_Res, P - HWat (RET); SOURCES 1: WH Temp Setback_Res, E - HWat (RET); SOURCES 2: WH Temp Setback_Res, P - HWat (RET)
2 | Measure Long Name | 1: Water Heater Temperature Setback; 2: Water Heater Temperature Setback; SOURCES 1: -; SOURCES 2: -
3 | Parent Measure Name | 1: WH Temp Setback_Res, E - HWat (RET); 2: WH Temp Setback_Res, P - HWat (RET); SOURCES 1: -; SOURCES 2: -
4 | Parent Measure Long Name | 1: Water Heater Temperature Setback; 2: Water Heater Temperature Setback; SOURCES 1: -; SOURCES 2: -
5 | Sector | 1: Residential; 2: Residential; SOURCES 1: -; SOURCES 2: -
6 | Description | 1: This measure involves turning the water heater set point to 120°F on residential electric storage and heat pump water heaters. Savings do not occur in applications such as a shower or faucet where the user adjusts the hot water flow to make up for the lower temperature. Clothes washer hot water use and water heater tank losses are included in the savings calculation, but shower, faucet, and dishwasher use are not included due to expected behavioral and automatic (dishwasher) adjustments in response to lower water temperature. It is expected that the net energy use for the dish washer hot water will remain the same after a temperature reduction because dishwashers will adjust hot water temperature to necessary levels using internal heating elements. The existing temperature set point is assumed to be 130°F.; 2: This measure involves turning the water heater set point to 120°F on residential electric storage and heat pump water heaters. Savings do not occur in applications such as a shower or faucet where the user adjusts the hot water flow to make up for the lower temperature. Clothes washer hot water use and water heater tank losses are included in the savings calculation, but shower, faucet, and dishwasher use are not included due to expected behavioral and automatic (dishwasher) adjustments in response to lower water temperature. It is expected that the net energy use for the dish washer hot water will remain the same after a temperature reduction because dishwashers will adjust hot water temperature to necessary levels using internal heating elements. The existing temperature set point is assumed to be 130°F.; SOURCES 1: -; SOURCES 2: -
7 | Life | 1: 2; 2: 2; SOURCES 1: -; SOURCES 2: -
8 | Exist. Life | bar: SOURCES 1 to SOURCES 2
9 | Primary Fuel | 1: E; 2: Prp; SOURCES 1: -; SOURCES 2: -
10 | Secondary Fuel | bar: SOURCES 1 to SOURCES 2
11 | Primary Fuel End Use | 1: Water Heating; 2: Water Heating; SOURCES 1: -; SOURCES 2: -
12 | Secondary Fuel End Use | bar: SOURCES 1 to SOURCES 2
13 | Elec Load Shape | bar: SOURCES 1 to SOURCES 2
14 | Fuel Switch (Y/N) | bar: SOURCES 1 to SOURCES 2
15 | Waste Heat Adjust. (Y/N) | bar: SOURCES 1 to SOURCES 2
16 | Depends On | bar: SOURCES 1 to SOURCES 2
17 | Links With | bar: SOURCES 1 to SOURCES 2
18 | Mutual Exclusivity | bar: SOURCES 1 to SOURCES 2
19 | bar: SOURCES 1 to SOURCES 2
20 | GENERAL ('MeasChars' Sheet) INPUTS | 1: Water Heater Temperature Setback; 2: Water Heater Temperature Setback; SOURCES 1: -; SOURCES 2: -
21 | Mkt (MD or RET) | 1: RET; 2: RET; SOURCES 1: -; SOURCES 2: -
22 | Target Markets (NC, RENO, REPL, RET) | 1: #REF!; 2: #REF!; SOURCES 1: -; SOURCES 2: -
23 | Baseline Description | 1: Water heater with set point temperature of 130°F; 2: Water heater with set point temperature of 130°F; SOURCES 1: -; SOURCES 2: -
24 | Efficient Description | 1: Water heater with set point temperature of 119°F; 2: Water heater with set point temperature of 119°F; SOURCES 1: -; SOURCES 2: -
25 | Start Year | 1: #REF!; 2: #REF!; SOURCES 1: -; SOURCES 2: -
26 | End Year | 1: #REF!; 2: #REF!; SOURCES 1: -; SOURCES 2: -
27 | Building type assumed for characterization | 1: Single Family; 2: Single Family; SOURCES 1: -; SOURCES 2: -
28 | Units for Costs & Savings Values | bar: SOURCES 1 to SOURCES 2
29 | Efficient kW ¦ MMBtu | bar: SOURCES 1 to SOURCES 2
30 | Baseline kW ¦ MMBtu | bar: SOURCES 1 to SOURCES 2
31 | Full Load Hours | bar: SOURCES 1 to SOURCES 2
32 | kWh ¦ MMBtu Annual Savings | 1: 21.2068; 2: 0.97138; SOURCES 1: -; SOURCES 2: -
33 | % Savings (primary fuel) | 1: 100%; 2: 0.027273; SOURCES 1: 2
34 | Efficient Equip Cost | bar: SOURCES 1 to SOURCES 2
35 | Baseline Equip Cost | bar: SOURCES 1 to SOURCES 2
36 | Incremental Cost | 1: 5; 2: 5; SOURCES 1: -; SOURCES 2: -
37 | Incremental Cost per kWh ¦ MMBtu Saved | 1: 0.23577; 2: 25.7264; SOURCES 1: 8
38 | bar: SOURCES 1 to SOURCES 2
39 | SECONDARY END-USE FUEL IMPACTS (MMBtu/kWh), OR Elec Impacts (kWh/MMBtu) | 1: Water Heater Temperature Setback; 2: Water Heater Temperature Setback; SOURCES 1: -; SOURCES 2: -
40 | Fossil Fuel (or Elec) Savings - increased use is negative (MMBtu/yr ¦ kWh/yr) | bar: SOURCES 1 to SOURCES 2
41 | Annual Fossil Fuel (or Elec) Savings per Elec (or FF) Savings - increased is negative (MMBtu/kWh ¦ kWh/MMBtu saved) | bar: SOURCES 1 to SOURCES 2
42 | bar: SOURCES 1 to SOURCES 2
43 | EARLY-RETIREMENT RETROFIT MEASURE INPUTS | bar: SOURCES 1 to SOURCES 2
44 | Baseline Equip. Life | bar: SOURCES 1 to SOURCES 2
45 | Baseline Equip. Age | bar: SOURCES 1 to SOURCES 2
46 | Baseline Cost | bar: SOURCES 1 to SOURCES 2
47 | Baseline Cost per kWh ¦ MMBtu saved | bar: SOURCES 1 to SOURCES 2
48 | Baseline shift savings factor (for RET) | bar: SOURCES 1 to SOURCES 2
49 | bar: SOURCES 1 to SOURCES 2
50 | O&M INPUTS | bar: SOURCES 1 to SOURCES 2
51 | Efficient Component 1 (description) | bar: SOURCES 1 to SOURCES 2
52 | Eff Component 1 Life (years) | bar: SOURCES 1 to SOURCES 2
53 | Eff Component 1 Replacement Cost | bar: SOURCES 1 to SOURCES 2
54 | Eff Component 1 Replacement Cost per kWh ¦ MMBtu saved | bar: SOURCES 1 to SOURCES 2
55 | Efficient Component 2 (description) | bar: SOURCES 1 to SOURCES 2
56 | Eff Component 2 Life (years) | bar: SOURCES 1 to SOURCES 2
57 | Eff Component 2 Replacement Cost | bar: SOURCES 1 to SOURCES 2
58 | Eff Component 2 Replacement Cost per kWh ¦ MMBtu saved | bar: SOURCES 1 to SOURCES 2
59 | Baseline Component 1 (description) | bar: SOURCES 1 to SOURCES 2
60 | Baseline Component 1 Life (years) | bar: SOURCES 1 to SOURCES 2
61 | Baseline Component 1 Replacement Cost | bar: SOURCES 1 to SOURCES 2
62 | Baseline Component 1 Replacement Cost per kWh ¦ MMBtu saved | bar: SOURCES 1 to SOURCES 2
63 | Baseline Component 2 (description) | bar: SOURCES 1 to SOURCES 2
64 | Baseline Component 2 Life (years) | bar: SOURCES 1 to SOURCES 2
65 | Baseline Component 2 Replacement Cost | bar: SOURCES 1 to SOURCES 2
66 | Baseline Component 2 Replacement Cost per kWh ¦ MMBtu saved | bar: SOURCES 1 to SOURCES 2
67 | O&M Annual Levelized Cost ($/kWh ¦ $/MMBtu) | bar: SOURCES 1 to SOURCES 2
68 | bar: SOURCES 1 to SOURCES 2
69 | Water INPUTS | bar: SOURCES 1 to SOURCES 2
70 | Water (gal/yr) | bar: SOURCES 1 to SOURCES 2
71 | Water [gal/yr per kWh ¦ MMBtu saved] | bar: SOURCES 1 to SOURCES 2
ΔkWh = (U * A * (Tpre – Tpost) * Hours * ISR) / (3412 * RE_electric)
ΔkWh = (U * A * (Tpre – Tpost) * Hours * ISR) / (100,000 * RE_gas)
CALCULATIONS
| Inputs | 1: Values; 2: Source; 3: Description
| Measure life | 1: 2; 2: IL TRM V12 pg. 277-280
| Incremental cost | 1: 5; 2: IL TRM V12 pg. 277-280
| Coincidence factor | 1: 1; 2: IL TRM V12 pg. 277-280
| U | 1: 0.083; 2: IL TRM V12 pg. 277-280; 3: Overall heat transfer coefficient of tank; Actual default value if unknown
| A | 1: 24.99; 2: IL TRM V12 pg. 277-280; 3: Surface area of storage tank (square feet)
| Tpre | 1: 143; 2: IL TRM V12 pg. 277-280; 3: Actual hot water setpoint prior to adjustment
| Tpost | 1: 139.1; 2: IL TRM V12 pg. 277-280; 3: Actual new hot water setpoint
| Hours | 1: 8766; 2: IL TRM V12 pg. 277-280; 3: Number of hours in a year
| RE_Elec | 1: 0.98; 2: IL TRM V12 pg. 277-280; 3: Recovery efficiency of electric hot water heater
| RE_Prop | 1: 0.73; 2: IL TRM V12 pg. 300-303; 3: Recovery efficiency of propane hot water heater borrowed from Drinwater Heat Recovery, average of SF and MF
| delkWh | 1: delkW; 2: % Savings; 3: Incremental Cost; 4: Incremental Cost/kWh; 5: Weightage
| 21.2068 | 1: 0.0024192; 2: 2.727%; 4: 0.23577
| delMMBtu | 2: % Savings; 3: Incremental Cost; 4: Incremental Cost/MMBtu; 5: Weightage
| 0.97138 | 2: 2.727%; 4: 25.7264
Note on C112: [Threaded comment] Your version of Excel allows you to read this threaded comment; however, any edits to it will get removed if the file is opened in a newer version of Excel. Learn more: https://go.microsoft.com/fwlink/?linkid=870924 Comment: PR Level adjustments needed

## Low Flow Faucet Aerator
| MEASURE GROUP DEFINITION |  |  |  | REGION | #REF!
| INPUT CELLS | CALCULATED CELLS
| MEASURE NAME | [10 empty] | TAB NAMING LOOKUPS (DEFINED BY OVERALL PROJECT, NOT SPECIFIC MEASURE)
| Short Name (Same as Tab Name!) | Long Name | Sector (full name) | Life | Life Source | [6 empty] | Fuel Type
| Low Flow Faucet Aerator | Low Flow Faucet Aerator | Residential | 10 | IL TRM V12 | [6 empty] | Fuel | Electric | Gas | Oil | Propane
[12 empty] | Abbreviation | E | G | O | P
| TAB BREAKOUT |  |  |  |  | [PULL FORMULA DOWN] | [PULL FORMULA DOWN]
# | Primary Fuel | Secondary Fuel (blank OK) | End Use | Market (RET or MD) | Custom Field (blank OK) | Fuel Abbreviations | End Use Abbr. | UNIQUE MEASURE NAME | Long Name |  |  | Sector
1 | Electric |  | Water Heating | RET |  | E | HWat | Low Flow Faucet Aerator_Res, E - HWat (RET) | Low Flow Faucet Aerator |  |  | Sector | Residential | C&I
2 | Propane |  | Water Heating | RET |  | P | HWat | Low Flow Faucet Aerator_Res, P - HWat (RET) | Low Flow Faucet Aerator |  |  | Abbreviation | Res | CI
3
4 | [11 empty] | Market
5 | [11 empty] | Market | Retrofit | Market-Driven
6 | [11 empty] | Abbreviation | RET | MD
7
8 | [11 empty] | Building Types
9 | [11 empty] | Building Types | Single Family | Multifamily | LI Single Family | LI Multifamily | Small Education - College/University | Small Education - Other | Small Grocery | Small Health - Hospital | Small Health - Other | Small Industrial Manufacturing | Small Institutional/Public Service | Small Lodging | Small Miscellaneous/Other | Small Office | Small Restaurant | Small Retail | Small Warehouse | Large Education - College/University | Large Education - Other | Large Grocery | Large Health - Hospital | Large Health - Other | Large Industrial Manufacturing | Large Institutional/Public Service | Large Lodging | Large Miscellaneous/Other | Large Office | Large Restaurant | Large Retail | Large Warehouse
10
End Use
[12 empty] | End Use | Appliances | Cooking | Cooling | Exterior Lighting | Interior Lighting | Other | Plug Loads | Refrigeration | Space Heating | Ventilation | Water Heating | Drives | Motors and VFDs | Compressed Air Systems | Process Cooling and Refrigeration | Process Heating | Total Electric | Total Gas
[12 empty] | Abbreviation | Appl | Cook | Cool | ExtL | IntL | Oth | Plug | Refr | Heat | Vent | HWat | Driv | Motr | CAS | PrC | PrH | TotE | TotG
KEY FOR MEASURE DATA ROWS
CALCULATED FIELD
ENTER MANUALLY OR FORMULAICALLY FROM CALCULATIONS SECTION
MEASURE DATA
SOURCES
| GENERAL ('Measures' Sheet) INPUTS | 1 | 2 | 3 | 4 | 5 | 6 | 7 | 8 | 9 | 10 | 1 | 2 | 3 | 4 | 5 | 6 | 7 | 8 | 9 | 10
1 | Measure Name | 1: Low Flow Faucet Aerator_Res, E - HWat (RET); 2: Low Flow Faucet Aerator_Res, P - HWat (RET); SOURCES 1: Low Flow Faucet Aerator_Res, E - HWat (RET); SOURCES 2: Low Flow Faucet Aerator_Res, P - HWat (RET)
2 | Measure Long Name | 1: Low Flow Faucet Aerator; 2: Low Flow Faucet Aerator; SOURCES 1: -; SOURCES 2: -
3 | Parent Measure Name | 1: Low Flow Faucet Aerator_Res, E - HWat (RET); 2: Low Flow Faucet Aerator_Res, P - HWat (RET); SOURCES 1: -; SOURCES 2: -
4 | Parent Measure Long Name | 1: Low Flow Faucet Aerator; 2: Low Flow Faucet Aerator; SOURCES 1: -; SOURCES 2: -
5 | Sector | 1: Residential; 2: Residential; SOURCES 1: -; SOURCES 2: -
6 | Description | 1: This measure includes replacing an existing faucet aerator with low-flow aerator.; 2: This measure includes replacing an existing faucet aerator with low-flow aerator.; SOURCES 1: -; SOURCES 2: -
7 | Life | 1: 10; 2: 10; SOURCES 1: -; SOURCES 2: -
8 | Exist. Life | bar: SOURCES 1 to SOURCES 2
9 | Primary Fuel | 1: E; 2: Prp; SOURCES 1: -; SOURCES 2: -
10 | Secondary Fuel | bar: 1 to SOURCES 2
11 | Primary Fuel End Use | 1: Water Heating; 2: Water Heating; SOURCES 1: -; SOURCES 2: -
12 | Secondary Fuel End Use | bar: SOURCES 1 to SOURCES 2
13 | Elec Load Shape | bar: SOURCES 1 to SOURCES 2
14 | Fuel Switch (Y/N) | bar: SOURCES 1 to SOURCES 2
15 | Waste Heat Adjust. (Y/N) | bar: SOURCES 1 to SOURCES 2
16 | Depends On | bar: SOURCES 1 to SOURCES 2
17 | Links With | bar: SOURCES 1 to SOURCES 2
18 | Mutual Exclusivity | bar: SOURCES 1 to SOURCES 2
19 | bar: SOURCES 1 to SOURCES 2
20 | GENERAL ('MeasChars' Sheet) INPUTS | 1: Low Flow Faucet Aerator; 2: Low Flow Faucet Aerator; SOURCES 1: -; SOURCES 2: -
21 | Mkt (MD or RET) | 1: RET; 2: RET; SOURCES 1: -; SOURCES 2: -
22 | Target Markets (NC, RENO, REPL, RET) | 1: #REF!; 2: #REF!; SOURCES 1: -; SOURCES 2: -
23 | Baseline Description | 1: Existing 2.2 GPM faucet aerator; 2: Existing 2.2 GPM faucet aerator; SOURCES 1: -; SOURCES 2: -
24 | Efficient Description | 1: Low-flow 1.5 GPM faucet aerator; 2: Low-flow 1.5 GPM faucet aerator; SOURCES 1: -; SOURCES 2: -
25 | Start Year | 1: #REF!; 2: #REF!; SOURCES 1: -; SOURCES 2: -
26 | End Year | 1: #REF!; 2: #REF!; SOURCES 1: -; SOURCES 2: -
27 | Building type assumed for characterization | 1: Single Family; 2: Single Family; SOURCES 1: -; SOURCES 2: -
28 | Units for Costs & Savings Values | bar: SOURCES 1 to SOURCES 2
29 | Efficient kW ¦ MMBtu | bar: SOURCES 1 to SOURCES 2
30 | Baseline kW ¦ MMBtu | bar: SOURCES 1 to SOURCES 2
31 | Full Load Hours | bar: SOURCES 1 to SOURCES 2
32 | kWh ¦ MMBtu Annual Savings | 1: 101.6306; 2: 1.079; SOURCES 1: -; SOURCES 2: -
33 | % Savings (primary fuel) | 1: 0.40162; 2: 0.40162; SOURCES 1: 2,8
34 | Efficient Equip Cost | 1: 8; 2: 8; SOURCES 1: -; SOURCES 2: -
35 | Baseline Equip Cost | bar: SOURCES 1 to SOURCES 2
36 | Incremental Cost | 1: 3; 2: 3; SOURCES 1: -; SOURCES 2: -
37 | Incremental Cost per kWh ¦ MMBtu Saved | 1: 0.049303; 2: 1.079; SOURCES 1: 4
38 | bar: SOURCES 1 to SOURCES 2
39 | SECONDARY END-USE FUEL IMPACTS (MMBtu/kWh), OR Elec Impacts (kWh/MMBtu) | 1: Low Flow Faucet Aerator; 2: Low Flow Faucet Aerator; SOURCES 1: -; SOURCES 2: -
40 | Fossil Fuel (or Elec) Savings - increased use is negative (MMBtu/yr ¦ kWh/yr) | bar: SOURCES 1 to SOURCES 2
41 | Annual Fossil Fuel (or Elec) Savings per Elec (or FF) Savings - increased is negative (MMBtu/kWh ¦ kWh/MMBtu saved) | bar: SOURCES 1 to SOURCES 2
42 | bar: SOURCES 1 to SOURCES 2
43 | EARLY-RETIREMENT RETROFIT MEASURE INPUTS | bar: SOURCES 1 to SOURCES 2
44 | Baseline Equip. Life | 1: 10; 2: 10; SOURCES 1: -; SOURCES 2: -
45 | Baseline Equip. Age | 1: 7; 2: 7; SOURCES 1: -; SOURCES 2: -
46 | Baseline Cost | 1: 5; 2: 5; SOURCES 1: -; SOURCES 2: -
47 | Baseline Cost per kWh ¦ MMBtu saved | 1: 0.049198; 2: 4.634; SOURCES 1: -; SOURCES 2: -
48 | Baseline shift savings factor (for RET) | bar: SOURCES 1 to SOURCES 2
49 | bar: SOURCES 1 to SOURCES 2
50 | O&M INPUTS | bar: SOURCES 1 to SOURCES 2
51 | Efficient Component 1 (description) | bar: SOURCES 1 to SOURCES 2
52 | Eff Component 1 Life (years) | bar: SOURCES 1 to SOURCES 2
53 | Eff Component 1 Replacement Cost | bar: SOURCES 1 to SOURCES 2
54 | Eff Component 1 Replacement Cost per kWh ¦ MMBtu saved | bar: SOURCES 1 to SOURCES 2
55 | Efficient Component 2 (description) | bar: SOURCES 1 to SOURCES 2
56 | Eff Component 2 Life (years) | bar: SOURCES 1 to SOURCES 2
57 | Eff Component 2 Replacement Cost | bar: SOURCES 1 to SOURCES 2
58 | Eff Component 2 Replacement Cost per kWh ¦ MMBtu saved | bar: SOURCES 1 to SOURCES 2
59 | Baseline Component 1 (description) | bar: SOURCES 1 to SOURCES 2
60 | Baseline Component 1 Life (years) | bar: SOURCES 1 to SOURCES 2
61 | Baseline Component 1 Replacement Cost | bar: SOURCES 1 to SOURCES 2
62 | Baseline Component 1 Replacement Cost per kWh ¦ MMBtu saved | bar: SOURCES 1 to SOURCES 2
63 | Baseline Component 2 (description) | bar: SOURCES 1 to SOURCES 2
64 | Baseline Component 2 Life (years) | bar: SOURCES 1 to SOURCES 2
65 | Baseline Component 2 Replacement Cost | bar: SOURCES 1 to SOURCES 2
66 | Baseline Component 2 Replacement Cost per kWh ¦ MMBtu saved | bar: SOURCES 1 to SOURCES 2
67 | O&M Annual Levelized Cost ($/kWh ¦ $/MMBtu) | bar: SOURCES 1 to SOURCES 2
68 | bar: SOURCES 1 to SOURCES 2
69 | Water INPUTS | bar: SOURCES 1 to SOURCES 2
70 | Water (gal/yr) | 1: #REF!; SOURCES 1: -; SOURCES 2: -
71 | Water [gal/yr per kWh ¦ MMBtu saved] | 1: #REF!; SOURCES 1: -; SOURCES 2: -
ΔkWh = %ElectricDHW * ((GPM_base * L_base - GPM_low * L_low) * Household * 365.25 *DF / FPH) * EPG_electric * ISR
ΔMMBtu = %FossilDHW * ((GPM_base * L_base - GPM_low * L_low) * Household * 365.25 *DF / FPH) * EPG_gas * ISR
CALCULATIONS
| Inputs | 1: Values; 2: Source; 3: Description
| Measure life | 1: 10; 2: IL TRM V12 pg. 259-268
| Incremental cost | 1: 3; 2: IL TRM V12 pg. 259-268
| Coincidence factor | 1: 0.022; 2: IL TRM V12 pg. 259-268
| %ElectricDHW | 1: 1; 2: IL TRM V12 pg. 259-268; 3: Percentage of DHW savings assumed to be electric
| %FossilDHW | 1: 1; 2: IL TRM V12 pg. 259-268; 3: Percentage of DHW savings assumed to be gas
| GPM_base | 1: Table; 2: IL TRM V12 pg. 259-268; 3: Average flow rate, in gallons per minute, of the baseline faucet “as-used.”
| L_base | 1: Table; 2: IL TRM V12 pg. 259-268; 3: Average baseline daily length faucet use per capita for faucet of interest in minutes
| GPM_low | 1: 0.94; 2: IL TRM V12 pg. 259-268; 3: Average flow rate, in gallons per minute, of the low-flow faucet aerator “as-used”
| L_low | 1: Table; 2: IL TRM V12 pg. 259-268
| Household | 1: Table; 2: IL TRM V12 pg. 259-268
| DF | 1: Table; 2: IL TRM V12 pg. 259-268
| FPH | 1: Table; 2: IL TRM V12 pg. 259-268
| EPG_electric | 1: Table; 2: IL TRM V12 pg. 259-268
| EPG_propane | 1: Table; 2: IL TRM V12 pg. 259-268
| Location and building type | 1: GPM_base; 2: L_base; 3: L_low; 4: Household; 5: DF; 6: FPH; 7: EPG_electric; 8: EPG_gas; 9: Hours
| Kitchen | 1: 1.63; 2: 4.5; 3: 4.5; 4: 2.42; 5: 0.75; 6: 1; 7: 0.1054; 8: 0.0049; 9: 102
| Bathroom SF Except Mobile homes | 1: 1.53; 2: 1.6; 3: 1.6; 4: 2.56; 5: 0.9; 6: 2.83; 7: 0.0879; 8: 0.0038; 9: 16
| Bathroom MF and Mobile homes | 1: 1.53; 2: 1.6; 3: 1.6; 4: 2.1; 5: 0.9; 6: 1.5; 7: 0.0879; 8: 0.0044; 9: 24
| Unknown Single-Family except mobile homes | 1: 1.58; 2: 9; 3: 9; 4: 2.56; 5: 0.795; 6: 3.83; 7: 0.1004; 8: 0.0043; 9: 60
| Unknown Multifamily | 1: 1.58; 2: 6.9; 3: 6.9; 4: 2.1; 5: 0.795; 6: 2.5; 7: 0.1004; 8: 0.005; 9: 58
| Unknown and Unknown Building type | 1: 1.58; 2: 8.3; 3: 8.3; 4: 2.42; 5: 0.795; 6: 3.42; 7: 0.1004; 8: 0.00448; 9: 60
| Location and building type | 1: delkWh; 3: % Savings; 4: Incremental Cost; 5: Incremental Cost/delkWh; 6: Weightage
| Kitchen | 1: 216.9547; 3: 0.42331; 5: 0.013828; 6: 0.16667
| Bathroom SF Except Mobile homes | 1: 24.6744; 3: 0.38562; 5: 0.12158; 6: 0.16667
| Bathroom MF and Mobile homes | 1: 38.1875; 3: 0.38562; 5: 0.07856; 6: 0.16667
| Unknown Single-Family except mobile homes | 1: 112.2418; 3: 0.40506; 5: 0.026728; 6: 0.16667
| Unknown Multifamily | 1: 108.1432; 3: 0.40506; 5: 0.027741; 6: 0.16667
| Unknown and Unknown Building type | 1: 109.5818; 3: 0.40506; 5: 0.027377; 6: 0.16667
| WEIGHTED AVERAGE | 1: 101.6306; 3: 0.40162; 4: 0; 5: 0.049303
| Location and building type | 1: delMMBtu; 3: % Savings; 4: Incremental Cost; 5: Incremental Cost/MMBtu; 6: Weightage
| Kitchen | 1: 10.0861; 3: 0.42331; 5: 0.29744; 6: 0.16667
| Bathroom SF Except Mobile homes | 1: 1.0667; 3: 0.38562; 5: 2.8124; 6: 0.16667
| Bathroom MF and Mobile homes | 1: 1.9115; 3: 0.38562; 5: 1.5694; 6: 0.16667
| Unknown Single-Family except mobile homes | 1: 4.8072; 3: 0.40506; 5: 0.62407; 6: 0.16667
| Unknown Multifamily | 1: 5.3856; 3: 0.40506; 5: 0.55704; 6: 0.16667
| Unknown and Unknown Building type | 1: 4.8897; 3: 0.40506; 5: 0.61353; 6: 0.16667
| WEIGHTED AVERAGE | 1: 4.6911; 3: 0.40162; 4: 0; 5: 1.079
Note on C112: [Threaded comment] Your version of Excel allows you to read this threaded comment; however, any edits to it will get removed if the file is opened in a newer version of Excel. Learn more: https://go.microsoft.com/fwlink/?linkid=870924 Comment: PR Level adjustments needed

## HPWH
| MEASURE GROUP DEFINITION |  |  |  | REGION | #REF!
| INPUT CELLS | CALCULATED CELLS
| MEASURE NAME | [10 empty] | TAB NAMING LOOKUPS (DEFINED BY OVERALL PROJECT, NOT SPECIFIC MEASURE)
| Short Name (Same as Tab Name!) | Long Name | Sector (full name) | Life | Life Source | [6 empty] | Fuel Type
| HPWH | Thermostatic Restriction Valve | Residential | 15 | IL TRM V12 | [6 empty] | Fuel | Electric | Gas | Oil | Propane
[12 empty] | Abbreviation | E | G | O | P
| TAB BREAKOUT |  |  |  |  | [PULL FORMULA DOWN] | [PULL FORMULA DOWN]
# | Primary Fuel | Secondary Fuel (blank OK) | End Use | Market (RET or MD) | Custom Field (blank OK) | Fuel Abbreviations | End Use Abbr. | UNIQUE MEASURE NAME | Long Name |  |  | Sector
1 | Electric |  | Water Heating | MD |  | E | HWat | HPWH_Res, E - HWat (MD) | Thermostatic Restriction Valve |  |  | Sector | Residential | C&I
2 | Electric |  | Water Heating | RET |  | E | HWat | HPWH_Res, E - HWat (RET) | Thermostatic Restriction Valve |  |  | Abbreviation | Res | CI
3 | Propane |  | Water Heating | MD |  | P | HWat | HPWH_Res, P - HWat (MD) | Thermostatic Restriction Valve
4 | Propane |  | Water Heating | RET |  | P | HWat | HPWH_Res, P - HWat (RET) | Thermostatic Restriction Valve |  |  | Market
5 | [11 empty] | Market | Retrofit | Market-Driven
6 | [11 empty] | Abbreviation | RET | MD
7
8 | [11 empty] | Building Types
9 | [11 empty] | Building Types | Single Family | Multifamily | LI Single Family | LI Multifamily | Small Education - College/University | Small Education - Other | Small Grocery | Small Health - Hospital | Small Health - Other | Small Industrial Manufacturing | Small Institutional/Public Service | Small Lodging | Small Miscellaneous/Other | Small Office | Small Restaurant | Small Retail | Small Warehouse | Large Education - College/University | Large Education - Other | Large Grocery | Large Health - Hospital | Large Health - Other | Large Industrial Manufacturing | Large Institutional/Public Service | Large Lodging | Large Miscellaneous/Other | Large Office | Large Restaurant | Large Retail | Large Warehouse
10
End Use
[12 empty] | End Use | Appliances | Cooking | Cooling | Exterior Lighting | Interior Lighting | Other | Plug Loads | Refrigeration | Space Heating | Ventilation | Water Heating | Drives | Motors and VFDs | Compressed Air Systems | Process Cooling and Refrigeration | Process Heating | Total Electric | Total Gas
[12 empty] | Abbreviation | Appl | Cook | Cool | ExtL | IntL | Oth | Plug | Refr | Heat | Vent | HWat | Driv | Motr | CAS | PrC | PrH | TotE | TotG
KEY FOR MEASURE DATA ROWS
CALCULATED FIELD
ENTER MANUALLY OR FORMULAICALLY FROM CALCULATIONS SECTION
MEASURE DATA
SOURCES
| GENERAL ('Measures' Sheet) INPUTS | 1 | 2 | 3 | 4 | 5 | 6 | 7 | 8 | 9 | 10 | 1 | 2 | 3 | 4 | 5 | 6 | 7 | 8 | 9 | 10
1 | Measure Name | 1: HPWH_Res, E - HWat (MD); 2: HPWH_Res, E - HWat (RET); 3: HPWH_Res, P - HWat (MD); 4: HPWH_Res, P - HWat (RET); SOURCES 1: HPWH_Res, E - HWat (MD); SOURCES 2: HPWH_Res, E - HWat (RET); SOURCES 3: HPWH_Res, P - HWat (MD); SOURCES 4: HPWH_Res, P - HWat (RET)
2 | Measure Long Name | 1: Thermostatic Restriction Valve; 2: Thermostatic Restriction Valve; 3: Thermostatic Restriction Valve; 4: Thermostatic Restriction Valve; SOURCES 1: -; SOURCES 2: -; SOURCES 3: -; SOURCES 4: -
3 | Parent Measure Name | 1: HPWH_Res, E - HWat (MD); 2: HPWH_Res, E - HWat (RET); 3: HPWH_Res, P - HWat (MD); 4: HPWH_Res, P - HWat (RET); SOURCES 1: -; SOURCES 2: -; SOURCES 3: -; SOURCES 4: -
4 | Parent Measure Long Name | 1: Heat pump water heater; 2: Heat pump water heater; 3: Heat pump water heater; 4: Heat pump water heater; SOURCES 1: -; SOURCES 2: -; SOURCES 3: -; SOURCES 4: -
5 | Sector | 1: Residential; 2: Residential; 3: Residential; 4: Residential; SOURCES 1: -; SOURCES 2: -; SOURCES 3: -; SOURCES 4: -
6 | Description | 1: This measure involves installing an ENERGY STAR Heat Pump Water Heater; 2: This measure involves installing an ENERGY STAR Heat Pump Water Heater; 3: This measure involves installing an ENERGY STAR Heat Pump Water Heater; 4: This measure involves installing an ENERGY STAR Heat Pump Water Heater; SOURCES 1: -; SOURCES 2: -; SOURCES 3: -; SOURCES 4: -
7 | Life | 1: 15; 2: 15; 3: 15; 4: 15; SOURCES 1: -; SOURCES 2: -; SOURCES 3: -; SOURCES 4: -
8 | Exist. Life | bar: SOURCES 1 to SOURCES 4
9 | Primary Fuel | 1: E; 2: E; 3: Prp; 4: Prp; SOURCES 1: -; SOURCES 2: -; SOURCES 3: -; SOURCES 4: -
10 | Secondary Fuel | bar: 1 to SOURCES 4
11 | Primary Fuel End Use | 1: Water Heating; 2: Water Heating; 3: Water Heating; 4: Water Heating; SOURCES 1: -; SOURCES 2: -; SOURCES 3: -; SOURCES 4: -
12 | Secondary Fuel End Use | bar: SOURCES 1 to SOURCES 4
13 | Elec Load Shape | bar: SOURCES 1 to SOURCES 4
14 | Fuel Switch (Y/N) | bar: SOURCES 1 to SOURCES 4
15 | Waste Heat Adjust. (Y/N) | bar: SOURCES 1 to SOURCES 4
16 | Depends On | bar: SOURCES 1 to SOURCES 4
17 | Links With | bar: SOURCES 1 to SOURCES 4
18 | Mutual Exclusivity | bar: SOURCES 1 to SOURCES 4
19 | bar: SOURCES 1 to SOURCES 4
20 | GENERAL ('MeasChars' Sheet) INPUTS | 1: Thermostatic Restriction Valve; 2: Thermostatic Restriction Valve; 3: Thermostatic Restriction Valve; 4: Thermostatic Restriction Valve; SOURCES 1: -; SOURCES 2: -; SOURCES 3: -; SOURCES 4: -
21 | Mkt (MD or RET) | 1: MD; 2: RET; 3: MD; 4: RET; SOURCES 1: -; SOURCES 2: -; SOURCES 3: -; SOURCES 4: -
22 | Target Markets (NC, RENO, REPL, RET) | 1: #REF!; 2: #REF!; 3: #REF!; 4: #REF!; SOURCES 1: -; SOURCES 2: -; SOURCES 3: -; SOURCES 4: -
23 | Baseline Description | 1: ENERGY STAR HPWH; 2: ENERGY STAR HPWH; 3: ENERGY STAR HPWH; 4: ENERGY STAR HPWH; SOURCES 1: -; SOURCES 2: -; SOURCES 3: -; SOURCES 4: -
24 | Efficient Description | 1: Federal Minimum Electric Water Heater; 2: Existing Elec Water Heater Efficiency; 3: Federal Minimum Gas Water Heater; 4: Existing Elec Water Heater Efficiency; SOURCES 1: -; SOURCES 2: -; SOURCES 3: -; SOURCES 4: -
25 | Start Year | 1: #REF!; 2: #REF!; 3: #REF!; 4: #REF!; SOURCES 1: -; SOURCES 2: -; SOURCES 3: -; SOURCES 4: -
26 | End Year | 1: #REF!; 2: #REF!; 3: #REF!; 4: #REF!; SOURCES 1: -; SOURCES 2: -; SOURCES 3: -; SOURCES 4: -
27 | Building type assumed for characterization | 1: Single Family; 2: Single Family; 3: Single Family; 4: Single Family; SOURCES 1: -; SOURCES 2: -; SOURCES 3: -; SOURCES 4: -
28 | Units for Costs & Savings Values | bar: SOURCES 1 to SOURCES 4
29 | Efficient kW ¦ MMBtu | bar: SOURCES 1 to SOURCES 4
30 | Baseline kW ¦ MMBtu | bar: SOURCES 1 to SOURCES 4
31 | Full Load Hours | bar: SOURCES 1 to SOURCES 4
32 | kWh ¦ MMBtu Annual Savings | 1: 1632.5922; 2: 1632.5922; 3: 16.7348; 4: 16.7348; SOURCES 1: -; SOURCES 2: -; SOURCES 3: -; SOURCES 4: -
33 | % Savings (primary fuel) | 1: 61.34%; 2: 61.34%; 3: 83.94%; 4: 83.94%; SOURCES 1: 2,5
34 | Efficient Equip Cost | 1: 2460.25; 2: 2460.25; 3: 2460.25; 4: 2460.25; SOURCES 1: -; SOURCES 2: -; SOURCES 3: -; SOURCES 4: -
35 | Baseline Equip Cost | 1: 1175.5; 2: 1175.5; 3: 1175.5; 4: 1175.5; SOURCES 1: -; SOURCES 2: -; SOURCES 3: -; SOURCES 4: -
36 | Incremental Cost | 1: 1284.75; 2: 2460.25; 3: 1284.75; 4: 2460.25; SOURCES 1: -; SOURCES 2: -; SOURCES 3: -; SOURCES 4: -
37 | Incremental Cost per kWh ¦ MMBtu Saved | 1: 1.2356; 2: 2.36; 3: 92.3697; 4: 176.7023; SOURCES 1: 8
38 | bar: SOURCES 1 to SOURCES 4
39 | SECONDARY END-USE FUEL IMPACTS (MMBtu/kWh), OR Elec Impacts (kWh/MMBtu) | 1: Thermostatic Restriction Valve; 2: Thermostatic Restriction Valve; 3: Thermostatic Restriction Valve; 4: Thermostatic Restriction Valve; SOURCES 1: -; SOURCES 2: -; SOURCES 3: -; SOURCES 4: -
40 | Fossil Fuel (or Elec) Savings - increased use is negative (MMBtu/yr ¦ kWh/yr) | bar: SOURCES 1 to SOURCES 4
41 | Annual Fossil Fuel (or Elec) Savings per Elec (or FF) Savings - increased is negative (MMBtu/kWh ¦ kWh/MMBtu saved) | bar: SOURCES 1 to SOURCES 4
42 | bar: SOURCES 1 to SOURCES 4
43 | EARLY-RETIREMENT RETROFIT MEASURE INPUTS | bar: SOURCES 1 to SOURCES 4
44 | Baseline Equip. Life | 2: 15; 4: 15; SOURCES 1: -; SOURCES 2: -; SOURCES 3: -; SOURCES 4: -
45 | Baseline Equip. Age | 2: 10; 4: 10; SOURCES 1: -; SOURCES 2: -; SOURCES 3: -; SOURCES 4: -
46 | Baseline Cost | 2: 1175.5; 4: 1175.5; SOURCES 1: -; SOURCES 2: -; SOURCES 3: -; SOURCES 4: -
47 | Baseline Cost per kWh ¦ MMBtu saved | 2: 0.72002; 4: 70.2427; SOURCES 1: -; SOURCES 2: -; SOURCES 3: -; SOURCES 4: -
48 | Baseline shift savings factor (for RET) | bar: SOURCES 1 to SOURCES 4
49 | bar: SOURCES 1 to SOURCES 4
50 | O&M INPUTS | 4: Thermostatic Restriction Valve; SOURCES 1: -; SOURCES 2: -; SOURCES 3: -; SOURCES 4: -
51 | Efficient Component 1 (description) | bar: SOURCES 1 to SOURCES 4
52 | Eff Component 1 Life (years) | bar: SOURCES 1 to SOURCES 4
53 | Eff Component 1 Replacement Cost | bar: SOURCES 1 to SOURCES 4
54 | Eff Component 1 Replacement Cost per kWh ¦ MMBtu saved | bar: SOURCES 1 to SOURCES 4
55 | Efficient Component 2 (description) | bar: SOURCES 1 to SOURCES 4
56 | Eff Component 2 Life (years) | bar: SOURCES 1 to SOURCES 4
57 | Eff Component 2 Replacement Cost | bar: SOURCES 1 to SOURCES 4
58 | Eff Component 2 Replacement Cost per kWh ¦ MMBtu saved | bar: SOURCES 1 to SOURCES 4
59 | Baseline Component 1 (description) | bar: SOURCES 1 to SOURCES 4
60 | Baseline Component 1 Life (years) | bar: SOURCES 1 to SOURCES 4
61 | Baseline Component 1 Replacement Cost | bar: SOURCES 1 to SOURCES 4
62 | Baseline Component 1 Replacement Cost per kWh ¦ MMBtu saved | bar: SOURCES 1 to SOURCES 4
63 | Baseline Component 2 (description) | bar: SOURCES 1 to SOURCES 4
64 | Baseline Component 2 Life (years) | bar: SOURCES 1 to SOURCES 4
65 | Baseline Component 2 Replacement Cost | bar: SOURCES 1 to SOURCES 4
66 | Baseline Component 2 Replacement Cost per kWh ¦ MMBtu saved | bar: SOURCES 1 to SOURCES 4
67 | O&M Annual Levelized Cost ($/kWh ¦ $/MMBtu) | bar: SOURCES 1 to SOURCES 4
68 | bar: SOURCES 1 to SOURCES 4
69 | Water INPUTS | bar: SOURCES 1 to SOURCES 4
70 | Water (gal/yr) | bar: SOURCES 1 to SOURCES 4
71 | Water [gal/yr per kWh ¦ MMBtu saved] | bar: SOURCES 1 to SOURCES 4
∆𝑘𝑊ℎ = 𝑢𝑛𝑖𝑡𝑠 × 𝐺𝑃𝐷/𝑢𝑛𝑖𝑡 × 365 × 8.33 × ∆𝑇𝑚𝑎𝑖𝑛 3,412 × ( 𝐹𝑒𝐷𝐻𝑊 𝑈𝐸𝐹𝑏𝑎𝑠𝑒𝑙𝑖𝑛𝑒 − 1 𝑈𝐸𝐹𝑒𝑒 × 𝐹𝑑𝑒𝑟𝑎𝑡𝑒 ) + ∆𝑘𝑊ℎ𝑐𝑜𝑜𝑙𝑖𝑛𝑔
∆𝑘𝑊ℎ𝑐𝑜𝑜𝑙𝑖𝑛𝑔 = 𝑢𝑛𝑖𝑡𝑠 × 𝐺𝑃𝐷/𝑢𝑛𝑖𝑡 × 365 × 8.33 × ∆𝑇𝑚𝑎𝑖𝑛 3,412 × 1 𝑈𝐸𝐹𝑒𝑒 × 𝐹𝐿𝑜𝑐 × 𝐹𝐶𝑜𝑜𝑙 𝑆𝐸𝐸𝑅⁄3.412
CALCULATIONS
| Inputs | 1: Values; 2: Source; 3: Description
| Measure life | 1: 15; 2: IL TRM V12 pg 249
| Incremental cost | 1: See table; 2: IL TRM V12 pg 249
| Coincidence factor | 1: 0.12; 2: IL TRM V12 pg 249
| GPD | 1: 17.6; 2: IL TRM V12 pg 249
| Household | 1: 2.56; 2: IL TRM V12 pg 249
| yWater | 1: 8.33; 2: IL TRM V12 pg 249
| UEFbaseline | 1: See table; 2: IL TRM V12 pg 249
| UEFee | 1: 3.7; 2: IL TRM V12 pg 249; 3: https://www.energystar.gov/products/ask-the-experts/what-uniform-energy-factor-and-why-does-it-matter
| delT | 1: 75; 2: IL TRM V12 pg 249
| Hours | 1: 2533; 2: IL TRM V12 pg 249
IL TRM V12 pg 249
IL TRM V12 pg 249
Market Driven
| DHW Type | 1: Rated Storage Volume; 2: Vr; 3: Draw Patterns; 4: UEFbaseline; 5: UEFee; 6: delkWh/delMMBtu; 7: delkW; 8: % Savings; 9: Incremental Cost; 10: Incremental Cost/kWh; SOURCES 1: Weightage
| Electric Storage Water Heaters | 1: >=20 gal and <=55 gal; 2: 50; 3: Very small usage; 4: 0.8408; 5: 3.7; 6: 2769.4288; 7: 0.1312; 8: 0.77276; 9: 1114.5; 10: 0.40243; SOURCES 1: 0.125
|  |  | 50 | Low usage | 0.9104 | 3.7 | 2495.4453 | 0.11822 | 0.75395 | 1114.5 | 0.44661 | 0.125
|  |  | 50 | Medium usage | 0.9207 | 3.7 | 2458.4176 | 0.11647 | 0.75116 | 1114.5 | 0.45334 | 0.125
|  |  | 50 | High usage | 0.9299 | 3.7 | 2426.0379 | 0.11493 | 0.74868 | 1114.5 | 0.45939 | 0.125
|  | >55 gal and <=120 gal | 110 | Very small usage | 1.8026 | 3.7 | 857.2311 | 0.040611 | 0.51281 | 1455 | 1.6973 | 0.125
|  |  | 110 | Low usage | 1.923 | 3.7 | 752.5693 | 0.035653 | 0.48027 | 1455 | 1.9334 | 0.125
|  |  | 110 | Medium usage | 1.9961 | 3.7 | 695.1847 | 0.032934 | 0.46051 | 1455 | 2.093 | 0.125
|  |  | 110 | High usage | 2.1208 | 3.7 | 606.4232 | 0.028729 | 0.42681 | 1455 | 2.3993 | 0.125
| WEIGHTED AVERAGE | 6: 1632.5922; 7: 0.077343; 8: 0.61337; 9: 1284.75; 10: 1.2356
| Gas Storage Water Heaters | 1: >=20 gal and <=55 gal; 2: 50; 3: Very small usage; 4: 0.2456; 5: 3.7; 6: 39.0833; 8: 0.93362; 9: 1114.5; 10: 28.516; SOURCES 1: 0.125
|  |  | 50 | Low usage | 0.5032 | 3.7 | 17.6532 |  | 0.864 | 1114.5 | 63.1332 | 0.125
|  |  | 50 | Medium usage | 0.5633 | 3.7 | 15.4732 |  | 0.84776 | 1114.5 | 72.0277 | 0.125
|  |  | 50 | High usage | 0.627 | 3.7 | 13.6189 |  | 0.83054 | 1114.5 | 81.8347 | 0.125
|  | >55 gal and <=120 gal | 110 | Very small usage | 0.581 | 3.7 | 14.9172 |  | 0.84297 | 1455 | 97.5386 | 0.125
|  |  | 110 | Low usage | 0.7139 | 3.7 | 11.6229 |  | 0.80705 | 1455 | 125.1839 | 0.125
|  |  | 110 | Medium usage | 0.7457 | 3.7 | 11.0087 |  | 0.79846 | 1455 | 132.1676 | 0.125
|  |  | 110 | High usage | 0.7742 | 3.7 | 10.5012 |  | 0.79076 | 1455 | 138.5556 | 0.125
| WEIGHTED AVERAGE | 6: 16.7348; 7: 0; 8: 0.8394; 9: 1284.75; 10: 92.3697
Retrofit
| DHW Type | 1: Rated Storage Volume; 2: Vr; 3: Draw Patterns; 4: UEFbaseline; 5: UEFee; 6: delkWh/delMMBtu; 7: delkW; 8: % Savings; 9: Incremental Cost; 10: Incremental Cost/kWh; SOURCES 1: Weightage
| Electric Storage Water Heaters | 1: >=20 gal and <=55 gal; 2: 50; 3: Very small usage; 4: 0.8408; 5: 3.7; 6: 2769.4288; 7: 0.1312; 8: 0.77276; 9: 2146.5; 10: 0.77507; SOURCES 1: 0.125
|  |  | 50 | Low usage | 0.9104 | 3.7 | 2495.4453 | 0.11822 | 0.75395 | 2146.5 | 0.86017 | 0.125
|  |  | 50 | Medium usage | 0.9207 | 3.7 | 2458.4176 | 0.11647 | 0.75116 | 2146.5 | 0.87312 | 0.125
|  |  | 50 | High usage | 0.9299 | 3.7 | 2426.0379 | 0.11493 | 0.74868 | 2146.5 | 0.88478 | 0.125
|  | >55 gal and <=120 gal | 110 | Very small usage | 1.8026 | 3.7 | 857.2311 | 0.040611 | 0.51281 | 2774 | 3.236 | 0.125
|  |  | 110 | Low usage | 1.923 | 3.7 | 752.5693 | 0.035653 | 0.48027 | 2774 | 3.686 | 0.125
|  |  | 110 | Medium usage | 1.9961 | 3.7 | 695.1847 | 0.032934 | 0.46051 | 2774 | 3.9903 | 0.125
|  |  | 110 | High usage | 2.1208 | 3.7 | 606.4232 | 0.028729 | 0.42681 | 2774 | 4.5744 | 0.125
| WEIGHTED AVERAGE | 6: 1632.5922; 7: 0.077343; 8: 0.61337; 9: 2460.25; 10: 2.36
| Gas Storage Water Heaters | 1: >=20 gal and <=55 gal; 2: 50; 3: Very small usage; 4: 0.2456; 5: 3.7; 6: 39.0833; 8: 0.93362; 9: 2146.5; 10: 54.9211; SOURCES 1: 0.125
|  |  | 50 | Low usage | 0.5032 | 3.7 | 17.6532 |  | 0.864 | 2146.5 | 121.593 | 0.125
|  |  | 50 | Medium usage | 0.5633 | 3.7 | 15.4732 |  | 0.84776 | 2146.5 | 138.7236 | 0.125
|  |  | 50 | High usage | 0.627 | 3.7 | 13.6189 |  | 0.83054 | 2146.5 | 157.6117 | 0.125
|  | >55 gal and <=120 gal | 110 | Very small usage | 0.581 | 3.7 | 14.9172 |  | 0.84297 | 2774 | 185.9601 | 0.125
|  |  | 110 | Low usage | 0.7139 | 3.7 | 11.6229 |  | 0.80705 | 2774 | 238.6668 | 0.125
|  |  | 110 | Medium usage | 0.7457 | 3.7 | 11.0087 |  | 0.79846 | 2774 | 251.9815 | 0.125
|  |  | 110 | High usage | 0.7742 | 3.7 | 10.5012 |  | 0.79076 | 2774 | 264.1603 | 0.125
| WEIGHTED AVERAGE | 6: 16.7348; 7: 0; 8: 0.8394; 9: 2460.25; 10: 176.7023
Note on C113: [Threaded comment] Your version of Excel allows you to read this threaded comment; however, any edits to it will get removed if the file is opened in a newer version of Excel. Learn more: https://go.microsoft.com/fwlink/?linkid=870924 Comment: PR Level adjustments needed

## Low Flow Showerhead
| MEASURE GROUP DEFINITION |  |  |  | REGION | #REF!
| INPUT CELLS | CALCULATED CELLS
| MEASURE NAME | [10 empty] | TAB NAMING LOOKUPS (DEFINED BY OVERALL PROJECT, NOT SPECIFIC MEASURE)
| Short Name (Same as Tab Name!) | Long Name | Sector (full name) | Life | Life Source | [6 empty] | Fuel Type
| Low Flow Showerhead | Low Flow Showerhead | Residential | 10 | IL TRM V12 | [6 empty] | Fuel | Electric | Gas | Oil | Propane
[12 empty] | Abbreviation | E | G | O | P
| TAB BREAKOUT |  |  |  |  | [PULL FORMULA DOWN] | [PULL FORMULA DOWN]
# | Primary Fuel | Secondary Fuel (blank OK) | End Use | Market (RET or MD) | Custom Field (blank OK) | Fuel Abbreviations | End Use Abbr. | UNIQUE MEASURE NAME | Long Name |  |  | Sector
1 | Electric |  | Water Heating | RET |  | E | HWat | Low Flow Showerhead_Res, E - HWat (RET) | Low Flow Showerhead |  |  | Sector | Residential | C&I
2 | Propane |  | Water Heating | RET |  | P | HWat | Low Flow Showerhead_Res, P - HWat (RET) | Low Flow Showerhead |  |  | Abbreviation | Res | CI
3
4 | [11 empty] | Market
5 | [11 empty] | Market | Retrofit | Market-Driven
6 | [11 empty] | Abbreviation | RET | MD
7
8 | [11 empty] | Building Types
9 | [11 empty] | Building Types | Single Family | Multifamily | LI Single Family | LI Multifamily | Small Education - College/University | Small Education - Other | Small Grocery | Small Health - Hospital | Small Health - Other | Small Industrial Manufacturing | Small Institutional/Public Service | Small Lodging | Small Miscellaneous/Other | Small Office | Small Restaurant | Small Retail | Small Warehouse | Large Education - College/University | Large Education - Other | Large Grocery | Large Health - Hospital | Large Health - Other | Large Industrial Manufacturing | Large Institutional/Public Service | Large Lodging | Large Miscellaneous/Other | Large Office | Large Restaurant | Large Retail | Large Warehouse
10
End Use
[12 empty] | End Use | Appliances | Cooking | Cooling | Exterior Lighting | Interior Lighting | Other | Plug Loads | Refrigeration | Space Heating | Ventilation | Water Heating | Drives | Motors and VFDs | Compressed Air Systems | Process Cooling and Refrigeration | Process Heating | Total Electric | Total Gas
[12 empty] | Abbreviation | Appl | Cook | Cool | ExtL | IntL | Oth | Plug | Refr | Heat | Vent | HWat | Driv | Motr | CAS | PrC | PrH | TotE | TotG
KEY FOR MEASURE DATA ROWS
CALCULATED FIELD
ENTER MANUALLY OR FORMULAICALLY FROM CALCULATIONS SECTION
MEASURE DATA
SOURCES
| GENERAL ('Measures' Sheet) INPUTS | 1 | 2 | 3 | 4 | 5 | 6 | 7 | 8 | 9 | 10 | 1 | 2 | 3 | 4 | 5 | 6 | 7 | 8 | 9 | 10
1 | Measure Name | 1: Low Flow Showerhead_Res, E - HWat (RET); 2: Low Flow Showerhead_Res, P - HWat (RET); SOURCES 1: Low Flow Showerhead_Res, E - HWat (RET); SOURCES 2: Low Flow Showerhead_Res, P - HWat (RET)
2 | Measure Long Name | 1: Low Flow Showerhead; 2: Low Flow Showerhead; SOURCES 1: -; SOURCES 2: -
3 | Parent Measure Name | 1: Low Flow Showerhead_Res, E - HWat (RET); 2: Low Flow Showerhead_Res, P - HWat (RET); SOURCES 1: -; SOURCES 2: -
4 | Parent Measure Long Name | 1: Low Flow Showerhead; 2: Low Flow Showerhead; SOURCES 1: -; SOURCES 2: -
5 | Sector | 1: Residential; 2: Residential; SOURCES 1: -; SOURCES 2: -
6 | Description | 1: This measure involves replacing a standard showerhead with a low flow showerhead.; 2: This measure involves replacing a standard showerhead with a low flow showerhead.; SOURCES 1: -; SOURCES 2: -
7 | Life | 1: 10; 2: 10; SOURCES 1: -; SOURCES 2: -
8 | Exist. Life | bar: SOURCES 1 to SOURCES 2
9 | Primary Fuel | 1: E; 2: Prp; SOURCES 1: -; SOURCES 2: -
10 | Secondary Fuel | bar: SOURCES 1 to SOURCES 2
11 | Primary Fuel End Use | 1: Water Heating; 2: Water Heating; SOURCES 1: -; SOURCES 2: -
12 | Secondary Fuel End Use | bar: SOURCES 1 to SOURCES 2
13 | Elec Load Shape | bar: SOURCES 1 to SOURCES 2
14 | Fuel Switch (Y/N) | bar: SOURCES 1 to SOURCES 2
15 | Waste Heat Adjust. (Y/N) | bar: SOURCES 1 to SOURCES 2
16 | Depends On | bar: SOURCES 1 to SOURCES 2
17 | Links With | bar: SOURCES 1 to SOURCES 2
18 | Mutual Exclusivity | bar: SOURCES 1 to SOURCES 2
19 | bar: SOURCES 1 to SOURCES 2
20 | GENERAL ('MeasChars' Sheet) INPUTS | 1: Low Flow Showerhead; 2: Low Flow Showerhead; SOURCES 1: -; SOURCES 2: -
21 | Mkt (MD or RET) | 1: RET; 2: RET; SOURCES 1: -; SOURCES 2: -
22 | Target Markets (NC, RENO, REPL, RET) | 1: #REF!; 2: #REF!; SOURCES 1: -; SOURCES 2: -
23 | Baseline Description | 1: Existing 2.5 GPM showerhead; 2: Existing 2.5 GPM showerhead; SOURCES 1: -; SOURCES 2: -
24 | Efficient Description | 1: Low-flow 1.5 GPM showerhead; 2: Low-flow 1.5 GPM showerhead; SOURCES 1: -; SOURCES 2: -
25 | Start Year | 1: #REF!; 2: #REF!; SOURCES 1: -; SOURCES 2: -
26 | End Year | 1: #REF!; 2: #REF!; SOURCES 1: -; SOURCES 2: -
27 | Building type assumed for characterization | 1: Single Family; 2: Single Family; SOURCES 1: -; SOURCES 2: -
28 | Units for Costs & Savings Values | bar: SOURCES 1 to SOURCES 2
29 | Efficient kW ¦ MMBtu | bar: SOURCES 1 to SOURCES 2
30 | Baseline kW ¦ MMBtu | bar: SOURCES 1 to SOURCES 2
31 | Full Load Hours | bar: SOURCES 1 to SOURCES 2
32 | kWh ¦ MMBtu Annual Savings | 1: 273.712; 2: 12.8501; SOURCES 1: -; SOURCES 2: -
33 | % Savings (primary fuel) | 1: 36.17%; 2: 36.17%; SOURCES 1: 2,8
34 | Efficient Equip Cost | bar: SOURCES 1 to SOURCES 2
35 | Baseline Equip Cost | bar: SOURCES 1 to SOURCES 2
36 | Incremental Cost | 1: 12; 2: 12; SOURCES 1: -; SOURCES 2: -
37 | Incremental Cost per kWh ¦ MMBtu Saved | 1: 0.043959; 2: 0.9459; SOURCES 1: 4
38 | bar: SOURCES 1 to SOURCES 2
39 | SECONDARY END-USE FUEL IMPACTS (MMBtu/kWh), OR Elec Impacts (kWh/MMBtu) | 1: Low Flow Showerhead; 2: Low Flow Showerhead; SOURCES 1: -; SOURCES 2: -
40 | Fossil Fuel (or Elec) Savings - increased use is negative (MMBtu/yr ¦ kWh/yr) | bar: SOURCES 1 to SOURCES 2
41 | Annual Fossil Fuel (or Elec) Savings per Elec (or FF) Savings - increased is negative (MMBtu/kWh ¦ kWh/MMBtu saved) | bar: SOURCES 1 to SOURCES 2
42 | bar: SOURCES 1 to SOURCES 2
43 | EARLY-RETIREMENT RETROFIT MEASURE INPUTS | bar: SOURCES 1 to SOURCES 2
44 | Baseline Equip. Life | bar: SOURCES 1 to SOURCES 2
45 | Baseline Equip. Age | bar: SOURCES 1 to SOURCES 2
46 | Baseline Cost | bar: SOURCES 1 to SOURCES 2
47 | Baseline Cost per kWh ¦ MMBtu saved | bar: SOURCES 1 to SOURCES 2
48 | Baseline shift savings factor (for RET) | bar: SOURCES 1 to SOURCES 2
49 | bar: SOURCES 1 to SOURCES 2
50 | O&M INPUTS | bar: SOURCES 1 to SOURCES 2
51 | Efficient Component 1 (description) | bar: SOURCES 1 to SOURCES 2
52 | Eff Component 1 Life (years) | bar: SOURCES 1 to SOURCES 2
53 | Eff Component 1 Replacement Cost | bar: SOURCES 1 to SOURCES 2
54 | Eff Component 1 Replacement Cost per kWh ¦ MMBtu saved | bar: SOURCES 1 to SOURCES 2
55 | Efficient Component 2 (description) | bar: SOURCES 1 to SOURCES 2
56 | Eff Component 2 Life (years) | bar: SOURCES 1 to SOURCES 2
57 | Eff Component 2 Replacement Cost | bar: SOURCES 1 to SOURCES 2
58 | Eff Component 2 Replacement Cost per kWh ¦ MMBtu saved | bar: SOURCES 1 to SOURCES 2
59 | Baseline Component 1 (description) | bar: SOURCES 1 to SOURCES 2
60 | Baseline Component 1 Life (years) | bar: SOURCES 1 to SOURCES 2
61 | Baseline Component 1 Replacement Cost | bar: SOURCES 1 to SOURCES 2
62 | Baseline Component 1 Replacement Cost per kWh ¦ MMBtu saved | bar: SOURCES 1 to SOURCES 2
63 | Baseline Component 2 (description) | bar: SOURCES 1 to SOURCES 2
64 | Baseline Component 2 Life (years) | bar: SOURCES 1 to SOURCES 2
65 | Baseline Component 2 Replacement Cost | bar: SOURCES 1 to SOURCES 2
66 | Baseline Component 2 Replacement Cost per kWh ¦ MMBtu saved | bar: SOURCES 1 to SOURCES 2
67 | O&M Annual Levelized Cost ($/kWh ¦ $/MMBtu) | bar: SOURCES 1 to SOURCES 2
68 | bar: SOURCES 1 to SOURCES 2
69 | Water INPUTS | bar: SOURCES 1 to SOURCES 2
70 | Water (gal/yr) | 1: #REF!; SOURCES 1: -; SOURCES 2: -
71 | Water [gal/yr per kWh ¦ MMBtu saved] | 1: #REF!; SOURCES 1: -; SOURCES 2: -
ΔkWh = %ElectricDHW * ((GPM_base * L_base - GPM_low * L_low) * Household * SPCD * 365.25 / SPH) * EPG_electric * ISR
CALCULATIONS
| Inputs | 1: Values; 2: Source; 3: Description
| Measure life | 1: 10; 2: IL TRM V12 pg. 269-276
| Incremental cost | 1: 12; 2: IL TRM V12 pg. 269-276
| Coincidence factor | 1: 0.0278; 2: IL TRM V12 pg. 269-276
| ElecDHW | 1: 1; 2: IL TRM V12 pg. 269-276
| GPM_Base | 1: 2.35; 2: IL TRM V12 pg. 269-276
| L_base | 1: 7.8; 2: IL TRM V12 pg. 269-276
| GPM_low | 1: 1.5; 2: IL TRM V12 pg. 269-276
| L_low | 1: 7.8; 2: IL TRM V12 pg. 269-276
| Household | 1: Table; 2: IL TRM V12 pg. 269-276
| SPCD | 1: 0.6; 2: IL TRM V12 pg. 269-276
| SPH | 1: Table; 2: IL TRM V12 pg. 269-276
| EPG_electric | 1: 0.125; 2: IL TRM V12 pg. 269-276
| EPG_gas | 1: Table; 2: IL TRM V12 pg. 269-276
| Building type | 1: Household; 2: SPH; 3: Hours; 4: delkWh; 5: delkW; 6: % Savings; 7: Incremental Cost; 8: Incremental Cost/kWh; 9: Weightage
| Single-family except mobile homes | 1: 2.56; 2: 1.79; 3: 286; 4: 259.7478; 5: 0.025248; 6: 0.3617; 8: 0.046199; 9: 0.33333
| Multifamily and mobile homes | 1: 2.1; 2: 1.3; 3: 236; 4: 293.3871; 5: 0.03456; 6: 0.3617; 8: 0.040902; 9: 0.33333
| Household type unknown | 1: 2.42; 2: 1.64; 3: 261; 4: 268.0011; 5: 0.028546; 6: 0.3617; 8: 0.044776; 9: 0.33333
| WEIGHTED AVERAGE | 4: 273.712; 5: 0.029451; 6: 0.3617; 7: 0; 8: 0.043959
| Building type | 1: Household; 2: SPH; 3: Hours; 4: EPG_gas; 5: delMMBtu; 6: % Savings; 7: Incremental Cost; 8: Incremental Cost/kWh; 9: Weightage
| Single-family except mobile homes | 1: 2.56; 2: 1.79; 3: 286; 4: 0.0054; 5: 11.2211; 6: 0.3617; 8: 1.0694; 9: 0.33333
| Multifamily and mobile homes | 1: 2.1; 2: 1.3; 3: 236; 4: 0.0063; 5: 14.7867; 6: 0.3617; 8: 0.81154; 9: 0.33333
| Household type unknown | 1: 2.42; 2: 1.64; 3: 261; 4: 0.00585; 5: 12.5425; 6: 0.3617; 8: 0.95675; 9: 0.33333
| WEIGHTED AVERAGE | 5: 12.8501; 6: 0.3617; 7: 0; 8: 0.9459
Note on C112: [Threaded comment] Your version of Excel allows you to read this threaded comment; however, any edits to it will get removed if the file is opened in a newer version of Excel. Learn more: https://go.microsoft.com/fwlink/?linkid=870924 Comment: PR Level adjustments needed
Note on C114: [Threaded comment] Your version of Excel allows you to read this threaded comment; however, any edits to it will get removed if the file is opened in a newer version of Excel. Learn more: https://go.microsoft.com/fwlink/?linkid=870924 Comment: Retrofit values chosen
Note on E126: [Threaded comment] Your version of Excel allows you to read this threaded comment; however, any edits to it will get removed if the file is opened in a newer version of Excel. Learn more: https://go.microsoft.com/fwlink/?linkid=870924 Comment: Retrofit values chosen
Note on E132: [Threaded comment] Your version of Excel allows you to read this threaded comment; however, any edits to it will get removed if the file is opened in a newer version of Excel. Learn more: https://go.microsoft.com/fwlink/?linkid=870924 Comment: Retrofit values chosen

## Pipe Insulation
| MEASURE GROUP DEFINITION |  |  |  | REGION | #REF!
| INPUT CELLS | CALCULATED CELLS
| MEASURE NAME | [10 empty] | TAB NAMING LOOKUPS (DEFINED BY OVERALL PROJECT, NOT SPECIFIC MEASURE)
| Short Name (Same as Tab Name!) | Long Name | Sector (full name) | Life | Life Source | [6 empty] | Fuel Type
| Pipe Insulation | Pipe Insulation | Residential | 15 | IL TRM V12 | [6 empty] | Fuel | Electric | Gas | Oil | Propane
[12 empty] | Abbreviation | E | G | O | P
| TAB BREAKOUT |  |  |  |  | [PULL FORMULA DOWN] | [PULL FORMULA DOWN]
# | Primary Fuel | Secondary Fuel (blank OK) | End Use | Market (RET or MD) | Custom Field (blank OK) | Fuel Abbreviations | End Use Abbr. | UNIQUE MEASURE NAME | Long Name |  |  | Sector
1 | Electric |  | Water Heating | RET |  | E | HWat | Pipe Insulation_Res, E - HWat (RET) | Pipe Insulation |  |  | Sector | Residential | C&I
2 | Propane |  | Water Heating | RET |  | P | HWat | Pipe Insulation_Res, P - HWat (RET) | Pipe Insulation |  |  | Abbreviation | Res | CI
3
4 | [11 empty] | Market
5 | [11 empty] | Market | Retrofit | Market-Driven
6 | [11 empty] | Abbreviation | RET | MD
7
8 | [11 empty] | Building Types
9 | [11 empty] | Building Types | Single Family | Multifamily | LI Single Family | LI Multifamily | Small Education - College/University | Small Education - Other | Small Grocery | Small Health - Hospital | Small Health - Other | Small Industrial Manufacturing | Small Institutional/Public Service | Small Lodging | Small Miscellaneous/Other | Small Office | Small Restaurant | Small Retail | Small Warehouse | Large Education - College/University | Large Education - Other | Large Grocery | Large Health - Hospital | Large Health - Other | Large Industrial Manufacturing | Large Institutional/Public Service | Large Lodging | Large Miscellaneous/Other | Large Office | Large Restaurant | Large Retail | Large Warehouse
10
End Use
[12 empty] | End Use | Appliances | Cooking | Cooling | Exterior Lighting | Interior Lighting | Other | Plug Loads | Refrigeration | Space Heating | Ventilation | Water Heating | Drives | Motors and VFDs | Compressed Air Systems | Process Cooling and Refrigeration | Process Heating | Total Electric | Total Gas
[12 empty] | Abbreviation | Appl | Cook | Cool | ExtL | IntL | Oth | Plug | Refr | Heat | Vent | HWat | Driv | Motr | CAS | PrC | PrH | TotE | TotG
KEY FOR MEASURE DATA ROWS
CALCULATED FIELD
ENTER MANUALLY OR FORMULAICALLY FROM CALCULATIONS SECTION
MEASURE DATA
SOURCES
| GENERAL ('Measures' Sheet) INPUTS | 1 | 2 | 3 | 4 | 5 | 6 | 7 | 8 | 9 | 10 | 1 | 2 | 3 | 4 | 5 | 6 | 7 | 8 | 9 | 10
1 | Measure Name | 1: Pipe Insulation_Res, E - HWat (RET); 2: Pipe Insulation_Res, P - HWat (RET); SOURCES 1: Pipe Insulation_Res, E - HWat (RET); SOURCES 2: Pipe Insulation_Res, P - HWat (RET)
2 | Measure Long Name | 1: Pipe Insulation; 2: Pipe Insulation; SOURCES 1: -; SOURCES 2: -
3 | Parent Measure Name | 1: Pipe Insulation_Res, E - HWat (RET); 2: Pipe Insulation_Res, P - HWat (RET); SOURCES 1: -; SOURCES 2: -
4 | Parent Measure Long Name | 1: Pipe Insulation; 2: Pipe Insulation; SOURCES 1: -; SOURCES 2: -
5 | Sector | 1: Residential; 2: Residential; SOURCES 1: -; SOURCES 2: -
6 | Description | 1: This measure includes installing 3/4" foam insulation on exposed pipe in unconditioned space.; 2: This measure includes installing 3/4" foam insulation on exposed pipe in unconditioned space.; SOURCES 1: -; SOURCES 2: -
7 | Life | 1: 15; 2: 15; SOURCES 1: -; SOURCES 2: -
8 | Exist. Life | bar: SOURCES 1 to SOURCES 2
9 | Primary Fuel | 1: E; 2: Prp; SOURCES 1: -; SOURCES 2: -
10 | Secondary Fuel | bar: SOURCES 1 to SOURCES 2
11 | Primary Fuel End Use | 1: Water Heating; 2: Water Heating; SOURCES 1: -; SOURCES 2: -
12 | Secondary Fuel End Use | bar: SOURCES 1 to SOURCES 2
13 | Elec Load Shape | bar: SOURCES 1 to SOURCES 2
14 | Fuel Switch (Y/N) | bar: SOURCES 1 to SOURCES 2
15 | Waste Heat Adjust. (Y/N) | bar: SOURCES 1 to SOURCES 2
16 | Depends On | bar: SOURCES 1 to SOURCES 2
17 | Links With | bar: SOURCES 1 to SOURCES 2
18 | Mutual Exclusivity | bar: SOURCES 1 to SOURCES 2
19 | bar: SOURCES 1 to SOURCES 2
20 | GENERAL ('MeasChars' Sheet) INPUTS | 1: Pipe Insulation; 2: Pipe Insulation; SOURCES 1: -; SOURCES 2: -
21 | Mkt (MD or RET) | 1: RET; 2: RET; SOURCES 1: -; SOURCES 2: -
22 | Target Markets (NC, RENO, REPL, RET) | 1: #REF!; 2: #REF!; SOURCES 1: -; SOURCES 2: -
23 | Baseline Description | 1: Un-insulated piping of an electric water heating system; 2: Un-insulated piping of an electric water heating system; SOURCES 1: -; SOURCES 2: -
24 | Efficient Description | 1: insulated piping of an electric water heating system; 2: insulated piping of an electric water heating system; SOURCES 1: -; SOURCES 2: -
25 | Start Year | 1: #REF!; 2: #REF!; SOURCES 1: -; SOURCES 2: -
26 | End Year | 1: #REF!; 2: #REF!; SOURCES 1: -; SOURCES 2: -
27 | Building type assumed for characterization | 1: Single Family; 2: Single Family; SOURCES 1: -; SOURCES 2: -
28 | Units for Costs & Savings Values | 1: linear ft. pipe insulation; SOURCES 1: -; SOURCES 2: -
29 | Efficient kW ¦ MMBtu | bar: SOURCES 1 to SOURCES 2
30 | Baseline kW ¦ MMBtu | bar: SOURCES 1 to SOURCES 2
31 | Full Load Hours | bar: SOURCES 1 to SOURCES 2
32 | kWh ¦ MMBtu Annual Savings | 1: 267.33; 2: 12.245; SOURCES 1: -; SOURCES 2: -
33 | % Savings (primary fuel) | 1: 87.82%; 2: 87.82%; SOURCES 1: 2
34 | Efficient Equip Cost | bar: SOURCES 1 to SOURCES 2
35 | Baseline Equip Cost | bar: SOURCES 1 to SOURCES 2
36 | Incremental Cost | 1: 16.0659; 2: 16.0659; SOURCES 1: -; SOURCES 2: -
37 | Incremental Cost per kWh ¦ MMBtu Saved | 1: 0.061616; 2: 1.3452; SOURCES 1: 4
38 | bar: SOURCES 1 to SOURCES 2
39 | SECONDARY END-USE FUEL IMPACTS (MMBtu/kWh), OR Elec Impacts (kWh/MMBtu) | 1: Pipe Insulation; 2: Pipe Insulation; SOURCES 1: -; SOURCES 2: -
40 | Fossil Fuel (or Elec) Savings - increased use is negative (MMBtu/yr ¦ kWh/yr) | bar: SOURCES 1 to SOURCES 2
41 | Annual Fossil Fuel (or Elec) Savings per Elec (or FF) Savings - increased is negative (MMBtu/kWh ¦ kWh/MMBtu saved) | bar: SOURCES 1 to SOURCES 2
42 | bar: SOURCES 1 to SOURCES 2
43 | EARLY-RETIREMENT RETROFIT MEASURE INPUTS | bar: SOURCES 1 to SOURCES 2
44 | Baseline Equip. Life | bar: SOURCES 1 to SOURCES 2
45 | Baseline Equip. Age | bar: SOURCES 1 to SOURCES 2
46 | Baseline Cost | bar: SOURCES 1 to SOURCES 2
47 | Baseline Cost per kWh ¦ MMBtu saved | bar: SOURCES 1 to SOURCES 2
48 | Baseline shift savings factor (for RET) | bar: SOURCES 1 to SOURCES 2
49 | bar: SOURCES 1 to SOURCES 2
50 | O&M INPUTS | bar: SOURCES 1 to SOURCES 2
51 | Efficient Component 1 (description) | bar: SOURCES 1 to SOURCES 2
52 | Eff Component 1 Life (years) | bar: SOURCES 1 to SOURCES 2
53 | Eff Component 1 Replacement Cost | bar: SOURCES 1 to SOURCES 2
54 | Eff Component 1 Replacement Cost per kWh ¦ MMBtu saved | bar: SOURCES 1 to SOURCES 2
55 | Efficient Component 2 (description) | bar: SOURCES 1 to SOURCES 2
56 | Eff Component 2 Life (years) | bar: SOURCES 1 to SOURCES 2
57 | Eff Component 2 Replacement Cost | bar: SOURCES 1 to SOURCES 2
58 | Eff Component 2 Replacement Cost per kWh ¦ MMBtu saved | bar: SOURCES 1 to SOURCES 2
59 | Baseline Component 1 (description) | bar: SOURCES 1 to SOURCES 2
60 | Baseline Component 1 Life (years) | bar: SOURCES 1 to SOURCES 2
61 | Baseline Component 1 Replacement Cost | bar: SOURCES 1 to SOURCES 2
62 | Baseline Component 1 Replacement Cost per kWh ¦ MMBtu saved | bar: SOURCES 1 to SOURCES 2
63 | Baseline Component 2 (description) | bar: SOURCES 1 to SOURCES 2
64 | Baseline Component 2 Life (years) | bar: SOURCES 1 to SOURCES 2
65 | Baseline Component 2 Replacement Cost | bar: SOURCES 1 to SOURCES 2
66 | Baseline Component 2 Replacement Cost per kWh ¦ MMBtu saved | bar: SOURCES 1 to SOURCES 2
67 | O&M Annual Levelized Cost ($/kWh ¦ $/MMBtu) | bar: SOURCES 1 to SOURCES 2
68 | bar: SOURCES 1 to SOURCES 2
69 | Water INPUTS | bar: SOURCES 1 to SOURCES 2
70 | Water (gal/yr) | bar: SOURCES 1 to SOURCES 2
71 | Water [gal/yr per kWh ¦ MMBtu saved] | bar: SOURCES 1 to SOURCES 2
ΔkWh = %Electric_DHW * ((1 / Rexist – 1 / Rnew) * Cinside * Leffective * ΔT * 8,766 * ISR)/ ηDHW / 3412
CALCULATIONS
| Inputs | 1: Values; 2: Source; 3: Description
| Measure life | 1: 15; 2: IL TRM V12 pg. 237-243
| Incremental cost | 1: Table; 2: IL TRM V12 pg. 237-243
| Coincidence factor | 1: 1; 2: IL TRM V12 pg. 237-243
| Elec_DHW | 1: 1; 2: IL TRM V12 pg. 237-243
| Rexist | 1: Table; 2: IL TRM V12 pg. 237-243
| Rnew | 1: 3; 2: IL TRM V12 pg. 237-243
| Cinside | 1: Table; 2: IL TRM V12 pg. 237-243
| Leffective | 1: Table; 2: IL TRM V12 pg. 237-243
| delT | 1: 60; 2: IL TRM V12 pg. 237-243
| nDHW | 1: 0.98; 2: IL TRM V12 pg. 237-243
| nDHWprop | 1: 0.73; 2: IL TRM V12 pg. 300-303; 3: Recovery efficiency of propane hot water heater borrowed from Drinwater Heat Recovery, average of SF and MF
| Type and Size | Cinside | Rexist | alpha | Vertical | Horizontal | L Effective | Rnew | delkWh | delkW | % Savings | Incremental Cost | Incremental Cost/kWh | Weightage
| ½” Copper Pipe | 0.1427 | 0.444 | 0.67 | 4 | 2 | 4.68 | 3.444 | 206.0927 | 0.02351 | 0.87108 | 15.2568 | 0.074029 | 0.25
| ¾” Copper Pipe | 0.2055 | 0.521 | 0.72 | 4 | 2 | 4.88 | 3.521 | 257.9686 | 0.029428 | 0.85203 | 16.1528 | 0.062615 | 0.25
| ½” PEX | 0.127 | 0.332 | 0.73 | 4 | 2 | 4.92 | 3.332 | 266.5414 | 0.030406 | 0.90036 | 16.0392 | 0.060175 | 0.25
| ¾” PEX | 0.1783 | 0.374 | 0.77 | 4 | 2 | 5.08 | 3.374 | 338.7172 | 0.03864 | 0.88915 | 16.8148 | 0.049643 | 0.25
| WEIGHTED AVERAGE | 8: 267.33; 9: 0.030496; 10: 0.87816; SOURCES 1: 16.0659; SOURCES 2: 0.061616
| Type and Size | Cinside | Rexist | alpha | Vertical | Horizontal | L Effective | Rnew | delMMBtu |  | % Savings | Incremental Cost | Incremental Cost/kWh | Weightage
| ½” Copper Pipe | 0.1427 | 0.444 | 0.67 | 4 | 2 | 4.68 | 3.444 | 9.4401 |  | 0.87108 | 15.2568 | 1.6162 | 0.25
| ¾” Copper Pipe | 0.2055 | 0.521 | 0.72 | 4 | 2 | 4.88 | 3.521 | 11.8162 |  | 0.85203 | 16.1528 | 1.367 | 0.25
| ½” PEX | 0.127 | 0.332 | 0.73 | 4 | 2 | 4.92 | 3.332 | 12.2089 |  | 0.90036 | 16.0392 | 1.3137 | 0.25
| ¾” PEX | 0.1783 | 0.374 | 0.77 | 4 | 2 | 5.08 | 3.374 | 15.5149 |  | 0.88915 | 16.8148 | 1.0838 | 0.25
| WEIGHTED AVERAGE | 8: 12.245; 9: 0; 10: 0.87816; SOURCES 1: 16.0659; SOURCES 2: 1.3452
Note on C112: [Threaded comment] Your version of Excel allows you to read this threaded comment; however, any edits to it will get removed if the file is opened in a newer version of Excel. Learn more: https://go.microsoft.com/fwlink/?linkid=870924 Comment: PR Level adjustments needed
Note on C115: [Threaded comment] Your version of Excel allows you to read this threaded comment; however, any edits to it will get removed if the file is opened in a newer version of Excel. Learn more: https://go.microsoft.com/fwlink/?linkid=870924 Comment: Random choice from IL TRM example
Note on F123: [Threaded comment] Your version of Excel allows you to read this threaded comment; however, any edits to it will get removed if the file is opened in a newer version of Excel. Learn more: https://go.microsoft.com/fwlink/?linkid=870924 Comment: Random choices from IL TRM example
Note on F130: [Threaded comment] Your version of Excel allows you to read this threaded comment; however, any edits to it will get removed if the file is opened in a newer version of Excel. Learn more: https://go.microsoft.com/fwlink/?linkid=870924 Comment: Random choices from IL TRM example

## Solar Water Heater
| MEASURE GROUP DEFINITION |  |  |  | REGION | #REF!
| INPUT CELLS | CALCULATED CELLS
| MEASURE NAME | [10 empty] | TAB NAMING LOOKUPS (DEFINED BY OVERALL PROJECT, NOT SPECIFIC MEASURE)
| Short Name (Same as Tab Name!) | Long Name | Sector (full name) | Life | Life Source | [6 empty] | Fuel Type
| Solar Water Heater | Solar Water Heater | Residential | 18 | HI TRM 2023 | [6 empty] | Fuel | Electric | Gas | Oil | Propane
[12 empty] | Abbreviation | E | G | O | P
| TAB BREAKOUT |  |  |  |  | [PULL FORMULA DOWN] | [PULL FORMULA DOWN]
# | Primary Fuel | Secondary Fuel (blank OK) | End Use | Market (RET or MD) | Custom Field (blank OK) | Fuel Abbreviations | End Use Abbr. | UNIQUE MEASURE NAME | Long Name |  |  | Sector
1 | Electric |  | Water Heating | MD |  | E | HWat | Solar Water Heater_Res, E - HWat (MD) | Solar Water Heater |  |  | Sector | Residential | C&I
2 | Electric |  | Water Heating | RET |  | E | HWat | Solar Water Heater_Res, E - HWat (RET) | Solar Water Heater |  |  | Abbreviation | Res | CI
3 | Propane |  | Water Heating | MD |  | P | HWat | Solar Water Heater_Res, P - HWat (MD) | Solar Water Heater
4 | Propane |  | Water Heating | RET |  | P | HWat | Solar Water Heater_Res, P - HWat (RET) | Solar Water Heater |  |  | Market
5 | [11 empty] | Market | Retrofit | Market-Driven
6 | [11 empty] | Abbreviation | RET | MD
7
8 | [11 empty] | Building Types
9 | [11 empty] | Building Types | Single Family | Multifamily | LI Single Family | LI Multifamily | Small Education - College/University | Small Education - Other | Small Grocery | Small Health - Hospital | Small Health - Other | Small Industrial Manufacturing | Small Institutional/Public Service | Small Lodging | Small Miscellaneous/Other | Small Office | Small Restaurant | Small Retail | Small Warehouse | Large Education - College/University | Large Education - Other | Large Grocery | Large Health - Hospital | Large Health - Other | Large Industrial Manufacturing | Large Institutional/Public Service | Large Lodging | Large Miscellaneous/Other | Large Office | Large Restaurant | Large Retail | Large Warehouse
10
End Use
[12 empty] | End Use | Appliances | Cooking | Cooling | Exterior Lighting | Interior Lighting | Other | Plug Loads | Refrigeration | Space Heating | Ventilation | Water Heating | Drives | Motors and VFDs | Compressed Air Systems | Process Cooling and Refrigeration | Process Heating | Total Electric | Total Gas
[12 empty] | Abbreviation | Appl | Cook | Cool | ExtL | IntL | Oth | Plug | Refr | Heat | Vent | HWat | Driv | Motr | CAS | PrC | PrH | TotE | TotG
KEY FOR MEASURE DATA ROWS
CALCULATED FIELD
ENTER MANUALLY OR FORMULAICALLY FROM CALCULATIONS SECTION
MEASURE DATA
SOURCES
| GENERAL ('Measures' Sheet) INPUTS | 1 | 2 | 3 | 4 | 5 | 6 | 7 | 8 | 9 | 10 | 1 | 2 | 3 | 4 | 5 | 6 | 7 | 8 | 9 | 10
1 | Measure Name | 1: Solar Water Heater_Res, E - HWat (MD); 2: Solar Water Heater_Res, E - HWat (RET); 3: Solar Water Heater_Res, P - HWat (MD); 4: Solar Water Heater_Res, P - HWat (RET); SOURCES 1: Solar Water Heater_Res, E - HWat (MD); SOURCES 2: Solar Water Heater_Res, E - HWat (RET); SOURCES 3: Solar Water Heater_Res, P - HWat (MD); SOURCES 4: Solar Water Heater_Res, P - HWat (RET)
2 | Measure Long Name | 1: Solar Water Heater; 2: Solar Water Heater; 3: Solar Water Heater; 4: Solar Water Heater; SOURCES 1: -; SOURCES 2: -; SOURCES 3: -; SOURCES 4: -
3 | Parent Measure Name | 1: Solar Water Heater_Res, E - HWat (MD); 2: Solar Water Heater_Res, E - HWat (RET); 3: Solar Water Heater_Res, P - HWat (MD); 4: Solar Water Heater_Res, P - HWat (RET); SOURCES 1: -; SOURCES 2: -; SOURCES 3: -; SOURCES 4: -
4 | Parent Measure Long Name | 1: Solar Water Heater; 2: Solar Water Heater; 3: Solar Water Heater; 4: Solar Water Heater; SOURCES 1: -; SOURCES 2: -; SOURCES 3: -; SOURCES 4: -
5 | Sector | 1: Residential; 2: Residential; 3: Residential; 4: Residential; SOURCES 1: -; SOURCES 2: -; SOURCES 3: -; SOURCES 4: -
6 | Description | 1: Installation of solar thermal domestic hot water system; 2: Installation of solar thermal domestic hot water system; 3: Installation of solar thermal domestic hot water system; 4: Installation of solar thermal domestic hot water system; SOURCES 1: -; SOURCES 2: -; SOURCES 3: -; SOURCES 4: -
7 | Life | 1: 18; 2: 18; 3: 18; 4: 18; SOURCES 1: -; SOURCES 2: -; SOURCES 3: -; SOURCES 4: -
8 | Exist. Life | bar: SOURCES 1 to SOURCES 4
9 | Primary Fuel | 1: E; 2: E; 3: Prp; 4: Prp; SOURCES 1: -; SOURCES 2: -; SOURCES 3: -; SOURCES 4: -
10 | Secondary Fuel | bar: SOURCES 1 to SOURCES 4
11 | Primary Fuel End Use | 1: Water Heating; 2: Water Heating; 3: Water Heating; 4: Water Heating; SOURCES 1: -; SOURCES 2: -; SOURCES 3: -; SOURCES 4: -
12 | Secondary Fuel End Use | bar: SOURCES 1 to SOURCES 4
13 | Elec Load Shape | bar: SOURCES 1 to SOURCES 4
14 | Fuel Switch (Y/N) | bar: SOURCES 1 to SOURCES 4
15 | Waste Heat Adjust. (Y/N) | bar: SOURCES 1 to SOURCES 4
16 | Depends On | bar: SOURCES 1 to SOURCES 4
17 | Links With | bar: SOURCES 1 to SOURCES 4
18 | Mutual Exclusivity | bar: SOURCES 1 to SOURCES 4
19 | bar: SOURCES 1 to SOURCES 4
20 | GENERAL ('MeasChars' Sheet) INPUTS | 1: Solar Water Heater; 2: Solar Water Heater; 3: Solar Water Heater; 4: Solar Water Heater; SOURCES 1: -; SOURCES 2: -; SOURCES 3: -; SOURCES 4: -
21 | Mkt (MD or RET) | 1: MD; 2: RET; 3: MD; 4: RET; SOURCES 1: -; SOURCES 2: -; SOURCES 3: -; SOURCES 4: -
22 | Target Markets (NC, RENO, REPL, RET) | 1: #REF!; 2: #REF!; 3: #REF!; 4: #REF!; SOURCES 1: -; SOURCES 2: -; SOURCES 3: -; SOURCES 4: -
23 | Baseline Description | 1: Electric Water Heater; 2: Electric Water Heater; 3: Gas Water Heater; 4: Gas Water Heater; SOURCES 1: -; SOURCES 2: -; SOURCES 3: -; SOURCES 4: -
24 | Efficient Description | 1: Solar thermal DHW with Electric Water Heater; 2: Solar thermal DHW with Electric Water Heater; 3: Solar thermal DHW with Gas Water Heater; 4: Solar thermal DHW with Gas Water Heater; SOURCES 1: -; SOURCES 2: -; SOURCES 3: -; SOURCES 4: -
25 | Start Year | 1: #REF!; 2: 2024; 3: 2024; 4: 2024; SOURCES 1: -; SOURCES 2: -; SOURCES 3: -; SOURCES 4: -
26 | End Year | 1: #REF!; 2: 2027; 3: 2027; 4: 2027; SOURCES 1: -; SOURCES 2: -; SOURCES 3: -; SOURCES 4: -
27 | Building type assumed for characterization | 1: Single Family; 2: Single Family; 3: Single Family; 4: Single Family; SOURCES 1: -; SOURCES 2: -; SOURCES 3: -; SOURCES 4: -
28 | Units for Costs & Savings Values | 1: per water heater; 2: per water heater; 3: per water heater; 4: per water heater; SOURCES 1: -; SOURCES 2: -; SOURCES 3: -; SOURCES 4: -
29 | Efficient kW ¦ MMBtu | bar: SOURCES 1 to SOURCES 4
30 | Baseline kW ¦ MMBtu | bar: SOURCES 1 to SOURCES 4
31 | Full Load Hours | bar: SOURCES 1 to SOURCES 4
32 | kWh ¦ MMBtu Annual Savings | 1: 1940.2877; 2: 1940.2877; 3: 12.2252; 4: 12.2252; SOURCES 1: -; SOURCES 2: -; SOURCES 3: -; SOURCES 4: -
33 | % Savings (primary fuel) | 1: 79.21%; 2: 0.79213; 3: 87.18%; 4: 87.18%; SOURCES 1: 7; SOURCES 2: 7
34 | Efficient Equip Cost | bar: SOURCES 1 to SOURCES 4
35 | Baseline Equip Cost | bar: SOURCES 1 to SOURCES 4
36 | Incremental Cost | 1: 4500; 2: 4500; 3: 4500; 4: 4500; SOURCES 1: -; SOURCES 2: -; SOURCES 3: -; SOURCES 4: -
37 | Incremental Cost per kWh ¦ MMBtu Saved | 1: 2.3192; 2: 2.3192; 3: 368.156; 4: 368.156
38 | bar: SOURCES 1 to SOURCES 4
39 | SECONDARY END-USE FUEL IMPACTS (MMBtu/kWh), OR Elec Impacts (kWh/MMBtu) | 1: Solar Water Heater; 2: Solar Water Heater; 3: Solar Water Heater; 4: Solar Water Heater; SOURCES 1: -; SOURCES 2: -; SOURCES 3: -; SOURCES 4: -
40 | Fossil Fuel (or Elec) Savings - increased use is negative (MMBtu/yr ¦ kWh/yr) | bar: SOURCES 1 to SOURCES 4
41 | Annual Fossil Fuel (or Elec) Savings per Elec (or FF) Savings - increased is negative (MMBtu/kWh ¦ kWh/MMBtu saved) | bar: SOURCES 1 to SOURCES 4
42 | bar: SOURCES 1 to SOURCES 4
43 | EARLY-RETIREMENT RETROFIT MEASURE INPUTS | bar: SOURCES 1 to SOURCES 4
44 | Baseline Equip. Life | bar: SOURCES 1 to SOURCES 4
45 | Baseline Equip. Age | bar: SOURCES 1 to SOURCES 4
46 | Baseline Cost | bar: SOURCES 1 to SOURCES 4
47 | Baseline Cost per kWh ¦ MMBtu saved | bar: SOURCES 1 to SOURCES 4
48 | Baseline shift savings factor (for RET) | bar: SOURCES 1 to SOURCES 4
49 | bar: SOURCES 1 to SOURCES 4
50 | O&M INPUTS | 4: Solar Water Heater; SOURCES 1: -; SOURCES 2: -; SOURCES 3: -; SOURCES 4: -
51 | Efficient Component 1 (description) | bar: SOURCES 1 to SOURCES 4
52 | Eff Component 1 Life (years) | bar: SOURCES 1 to SOURCES 4
53 | Eff Component 1 Replacement Cost | bar: SOURCES 1 to SOURCES 4
54 | Eff Component 1 Replacement Cost per kWh ¦ MMBtu saved | bar: SOURCES 1 to SOURCES 4
55 | Efficient Component 2 (description) | bar: SOURCES 1 to SOURCES 4
56 | Eff Component 2 Life (years) | bar: SOURCES 1 to SOURCES 4
57 | Eff Component 2 Replacement Cost | bar: SOURCES 1 to SOURCES 4
58 | Eff Component 2 Replacement Cost per kWh ¦ MMBtu saved | bar: SOURCES 1 to SOURCES 4
59 | Baseline Component 1 (description) | bar: SOURCES 1 to SOURCES 4
60 | Baseline Component 1 Life (years) | bar: SOURCES 1 to SOURCES 4
61 | Baseline Component 1 Replacement Cost | bar: SOURCES 1 to SOURCES 4
62 | Baseline Component 1 Replacement Cost per kWh ¦ MMBtu saved | bar: SOURCES 1 to SOURCES 4
63 | Baseline Component 2 (description) | bar: SOURCES 1 to SOURCES 4
64 | Baseline Component 2 Life (years) | bar: SOURCES 1 to SOURCES 4
65 | Baseline Component 2 Replacement Cost | bar: SOURCES 1 to SOURCES 4
66 | Baseline Component 2 Replacement Cost per kWh ¦ MMBtu saved | bar: SOURCES 1 to SOURCES 4
67 | O&M Annual Levelized Cost ($/kWh ¦ $/MMBtu) | bar: SOURCES 1 to SOURCES 4
68 | bar: SOURCES 1 to SOURCES 4
69 | Water INPUTS | bar: SOURCES 1 to SOURCES 4
70 | Water (gal/yr) | bar: SOURCES 1 to SOURCES 4
71 | Water [gal/yr per kWh ¦ MMBtu saved] | bar: SOURCES 1 to SOURCES 4
CALCULATIONS
| Inputs | 1: Values; 2: Source; 3: Description
| Efbase | 1: 0.945; 2: Luma 2024 Workpaper; 3: Default EF assumes 50-gallon Electric Storage Water Heater
| GPDocc | 1: 15; 2: Hawai’i TRM PY2023 V1.0; 3: Daily hot water use per occupant
| Occ | 1: 3.16; 2: Hawai’i TRM PY2023 V1.0; 3: Average number of occupants per home
| psi | 1: 8.3; 3: Density of water
| cp | 1: 1; 3: Specific heat capacity of water
| Tout | 1: 130; 2: Hawai’i TRM PY2023 V1.0; 3: Outlet temperature of the water heater
| Tin | 1: 75; 2: Hawai’i TRM PY2023 V1.0; 3: Incoming water temperature from the water main
| SF | 1: 0.9; 3: Solar fraction
| Efswh | 1: 0.9; 2: Hawai’i TRM PY2023 V1.0; 3: Energy factor of solar water heater when using back-up electric resistance heating
| kWpump | 1: 0.082; 2: Hawai’i TRM PY2023 V1.0; 3: Circulation pump demand
| Houpump | 1: 1292; 2: Hawai’i TRM PY2023 V1.0; 3: Pump hours of operation
| PF | 1: 0.93; 2: Hawai’i TRM PY2023 V1.0; 3: Persistence factor
| EFLH | 1: 3564; 2: Hawai’i TRM PY2023 V1.0; 3: Equivalent full load hours
| CF | 1: 0.53; 2: Hawai’i TRM PY2023 V1.0; 3: Coincident factor
| Gallons | 1: Actual; 3: Rated storage volume in gallons
| Measure life | 1: 18
Submeasure aggregation electric
| Gallons | 1: Efbase; 2: Wattsbase; 3: Wattsee; 4: delkWh; 5: delkW; 6: % Savings; 7: Incremental Cost; 8: Incremental Cost/kWh; 9: Weightage
| 45 | 1: 0.9465; 2: 2445.5827; 3: 363.1378; 4: 1936.6737; 5: 0.288; 6: 0.79191; 7: 4500; 8: 2.3236; 9: 0.33333
| 50 | 1: 0.945; 2: 2449.4645; 3: 363.1378; 4: 1940.2839; 5: 0.28854; 6: 0.79213; 7: 4500; 8: 2.3192; 9: 0.33333
| 55 | 1: 0.9435; 2: 2453.3588; 3: 363.1378; 4: 1943.9055; 5: 0.28908; 6: 0.79234; 7: 4500; 8: 2.3149; 9: 0.33333
| WEIGHTED AVERAGE | 4: 1940.2877; 5: 0.28854; 6: 0.79213; 7: 4500; 8: 2.3192
Submeasure aggregation propane
| Gallons | 1: Efbase; 2: MMBTUbase; 3: MMBTUee; 4: delMMBtu; 6: % Savings; 7: Incremental Cost; 8: Incremental Cost/kWh; 9: Weightage
| 45 | 1: 0.5718; 2: 13.8124; 3: 0.87755; 4: 12.0294; 6: 0.87091; 7: 4500; 8: 374.0842; 9: 0.33333
| 50 | 1: 0.5633; 2: 14.0208; 3: 0.87755; 4: 12.2232; 6: 0.87179; 7: 4500; 8: 368.1521; 9: 0.33333
| 55 | 1: 0.5548; 2: 14.2356; 3: 0.87755; 4: 12.423; 6: 0.87267; 7: 4500; 8: 362.2318; 9: 0.33333
| WEIGHTED AVERAGE | 4: 12.2252; 5: 0; 6: 0.87179; 7: 4500; 8: 368.156

## Solar Water Heater Tune Up
| MEASURE GROUP DEFINITION |  |  |  | REGION | #REF!
| INPUT CELLS | CALCULATED CELLS
| MEASURE NAME | [10 empty] | TAB NAMING LOOKUPS (DEFINED BY OVERALL PROJECT, NOT SPECIFIC MEASURE)
| Short Name (Same as Tab Name!) | Long Name | Sector (full name) | Life | Life Source | [6 empty] | Fuel Type
| Solar Water Heater Tune Up | Solar Water Heater Tune Up | Residential | 0 | [7 empty] | Fuel | Electric | Gas | Oil | Propane
[12 empty] | Abbreviation | E | G | O | P
| TAB BREAKOUT |  |  |  |  | [PULL FORMULA DOWN] | [PULL FORMULA DOWN]
# | Primary Fuel | Secondary Fuel (blank OK) | End Use | Market (RET or MD) | Custom Field (blank OK) | Fuel Abbreviations | End Use Abbr. | UNIQUE MEASURE NAME | Long Name |  |  | Sector
1 | Electric |  | Water Heating | RET |  | E | HWat | Solar Water Heater Tune Up_Res, E - HWat (RET) | Solar Water Heater Tune Up |  |  | Sector | Residential | C&I
2 | [11 empty] | Abbreviation | Res | CI
3
4 | [11 empty] | Market
5 | [11 empty] | Market | Retrofit | Market-Driven
6 | [11 empty] | Abbreviation | RET | MD
7
8 | [11 empty] | Building Types
9 | [11 empty] | Building Types | Single Family | Multifamily | LI Single Family | LI Multifamily | Small Education - College/University | Small Education - Other | Small Grocery | Small Health - Hospital | Small Health - Other | Small Industrial Manufacturing | Small Institutional/Public Service | Small Lodging | Small Miscellaneous/Other | Small Office | Small Restaurant | Small Retail | Small Warehouse | Large Education - College/University | Large Education - Other | Large Grocery | Large Health - Hospital | Large Health - Other | Large Industrial Manufacturing | Large Institutional/Public Service | Large Lodging | Large Miscellaneous/Other | Large Office | Large Restaurant | Large Retail | Large Warehouse
10
End Use
[12 empty] | End Use | Appliances | Cooking | Cooling | Exterior Lighting | Interior Lighting | Other | Plug Loads | Refrigeration | Space Heating | Ventilation | Water Heating | Drives | Motors and VFDs | Compressed Air Systems | Process Cooling and Refrigeration | Process Heating | Total Electric | Total Gas
[12 empty] | Abbreviation | Appl | Cook | Cool | ExtL | IntL | Oth | Plug | Refr | Heat | Vent | HWat | Driv | Motr | CAS | PrC | PrH | TotE | TotG
KEY FOR MEASURE DATA ROWS
CALCULATED FIELD
ENTER MANUALLY OR FORMULAICALLY FROM CALCULATIONS SECTION
MEASURE DATA
SOURCES
| GENERAL ('Measures' Sheet) INPUTS | 1 | 2 | 3 | 4 | 5 | 6 | 7 | 8 | 9 | 10 | 1 | 2 | 3 | 4 | 5 | 6 | 7 | 8 | 9 | 10
1 | Measure Name | 1: Solar Water Heater Tune Up_Res, E - HWat (RET); SOURCES 1: Solar Water Heater Tune Up_Res, E - HWat (RET)
2 | Measure Long Name | 1: Solar Water Heater Tune Up; SOURCES 1: -
3 | Parent Measure Name | 1: Solar Water Heater Tune Up_Res, E - HWat (RET); SOURCES 1: -
4 | Parent Measure Long Name | 1: Solar Water Heater Tune Up; SOURCES 1: -
5 | Sector | 1: Residential; SOURCES 1: -
6 | Description | 1: Installation of solar thermal domestic hot water system; SOURCES 1: -
7 | Life | 1: 0; SOURCES 1: -
8 | Exist. Life | bar: SOURCES 1
9 | Primary Fuel | bar: 1 to SOURCES 1
10 | Secondary Fuel | bar: SOURCES 1
11 | Primary Fuel End Use | 1: Water Heating; SOURCES 1: -
12 | Secondary Fuel End Use | bar: SOURCES 1
13 | Elec Load Shape | bar: SOURCES 1
14 | Fuel Switch (Y/N) | bar: SOURCES 1
15 | Waste Heat Adjust. (Y/N) | bar: SOURCES 1
16 | Depends On | bar: SOURCES 1
17 | Links With | bar: SOURCES 1
18 | Mutual Exclusivity | bar: SOURCES 1
19 | bar: SOURCES 1
20 | GENERAL ('MeasChars' Sheet) INPUTS | 1: Solar Water Heater Tune Up; SOURCES 1: -
21 | Mkt (MD or RET) | 1: RET; SOURCES 1: -
22 | Target Markets (NC, RENO, REPL, RET) | 1: #REF!; SOURCES 1: -
23 | Baseline Description | 1: Electric Water Heater; SOURCES 1: -
24 | Efficient Description | 1: Solar thermal DHW with Electric Water Heater; SOURCES 1: -
25 | Start Year | 1: #REF!; SOURCES 1: -
26 | End Year | 1: #REF!; SOURCES 1: -
27 | Building type assumed for characterization | 1: Single Family; SOURCES 1: -
28 | Units for Costs & Savings Values | 1: per water heater; SOURCES 1: -
29 | Efficient kW ¦ MMBtu | bar: SOURCES 1
30 | Baseline kW ¦ MMBtu | bar: SOURCES 1
31 | Full Load Hours | bar: SOURCES 1
32 | kWh ¦ MMBtu Annual Savings | 1: 0; SOURCES 1: -
33 | % Savings (primary fuel) | 1: 0%; SOURCES 1: 7; SOURCES 2: 7
34 | Efficient Equip Cost | bar: SOURCES 1
35 | Baseline Equip Cost | bar: SOURCES 1
36 | Incremental Cost | 1: 0; SOURCES 1: -
37 | Incremental Cost per kWh ¦ MMBtu Saved | 1: 0
38 | bar: SOURCES 1
39 | SECONDARY END-USE FUEL IMPACTS (MMBtu/kWh), OR Elec Impacts (kWh/MMBtu) | 1: Solar Water Heater Tune Up; SOURCES 1: -
40 | Fossil Fuel (or Elec) Savings - increased use is negative (MMBtu/yr ¦ kWh/yr) | bar: SOURCES 1
41 | Annual Fossil Fuel (or Elec) Savings per Elec (or FF) Savings - increased is negative (MMBtu/kWh ¦ kWh/MMBtu saved) | bar: SOURCES 1
42 | bar: SOURCES 1
43 | EARLY-RETIREMENT RETROFIT MEASURE INPUTS | bar: SOURCES 1
44 | Baseline Equip. Life | bar: SOURCES 1
45 | Baseline Equip. Age | bar: SOURCES 1
46 | Baseline Cost | bar: SOURCES 1
47 | Baseline Cost per kWh ¦ MMBtu saved | bar: SOURCES 1
48 | Baseline shift savings factor (for RET) | bar: SOURCES 1
49 | bar: SOURCES 1
50 | O&M INPUTS | bar: SOURCES 1
51 | Efficient Component 1 (description) | bar: SOURCES 1
52 | Eff Component 1 Life (years) | bar: SOURCES 1
53 | Eff Component 1 Replacement Cost | bar: SOURCES 1
54 | Eff Component 1 Replacement Cost per kWh ¦ MMBtu saved | bar: SOURCES 1
55 | Efficient Component 2 (description) | bar: SOURCES 1
56 | Eff Component 2 Life (years) | bar: SOURCES 1
57 | Eff Component 2 Replacement Cost | bar: SOURCES 1
58 | Eff Component 2 Replacement Cost per kWh ¦ MMBtu saved | bar: SOURCES 1
59 | Baseline Component 1 (description) | bar: SOURCES 1
60 | Baseline Component 1 Life (years) | bar: SOURCES 1
61 | Baseline Component 1 Replacement Cost | bar: SOURCES 1
62 | Baseline Component 1 Replacement Cost per kWh ¦ MMBtu saved | bar: SOURCES 1
63 | Baseline Component 2 (description) | bar: SOURCES 1
64 | Baseline Component 2 Life (years) | bar: SOURCES 1
65 | Baseline Component 2 Replacement Cost | bar: SOURCES 1
66 | Baseline Component 2 Replacement Cost per kWh ¦ MMBtu saved | bar: SOURCES 1
67 | O&M Annual Levelized Cost ($/kWh ¦ $/MMBtu) | bar: SOURCES 1
68 | bar: SOURCES 1
69 | Water INPUTS | bar: SOURCES 1
70 | Water (gal/yr) | bar: SOURCES 1
71 | Water [gal/yr per kWh ¦ MMBtu saved] | bar: SOURCES 1
CALCULATIONS

## Tankless Water Heater
| MEASURE GROUP DEFINITION |  |  |  | REGION | #REF!
| INPUT CELLS | CALCULATED CELLS
| MEASURE NAME | [10 empty] | TAB NAMING LOOKUPS (DEFINED BY OVERALL PROJECT, NOT SPECIFIC MEASURE)
| Short Name (Same as Tab Name!) | Long Name | Sector (full name) | Life | Life Source | [6 empty] | Fuel Type
| Tankless Water Heater | Tankless Electric Water Heater | Residential | 20 | HI TRM 2023 | [6 empty] | Fuel | Electric | Gas | Oil | Propane
[12 empty] | Abbreviation | E | G | O | P
| TAB BREAKOUT |  |  |  |  | [PULL FORMULA DOWN] | [PULL FORMULA DOWN]
# | Primary Fuel | Secondary Fuel (blank OK) | End Use | Market (RET or MD) | Custom Field (blank OK) | Fuel Abbreviations | End Use Abbr. | UNIQUE MEASURE NAME | Long Name |  |  | Sector
1 | Electric |  | Water Heating | MD |  | E | HWat | Tankless Water Heater_Res, E - HWat (MD) | Tankless Electric Water Heater |  |  | Sector | Residential | C&I
2 | Electric |  | Water Heating | RET |  | E | HWat | Tankless Water Heater_Res, E - HWat (RET) | Tankless Electric Water Heater |  |  | Abbreviation | Res | CI
3
4 | [11 empty] | Market
5 | [11 empty] | Market | Retrofit | Market-Driven
6 | [11 empty] | Abbreviation | RET | MD
7
8 | [11 empty] | Building Types
9 | [11 empty] | Building Types | Single Family | Multifamily | LI Single Family | LI Multifamily | Small Education - College/University | Small Education - Other | Small Grocery | Small Health - Hospital | Small Health - Other | Small Industrial Manufacturing | Small Institutional/Public Service | Small Lodging | Small Miscellaneous/Other | Small Office | Small Restaurant | Small Retail | Small Warehouse | Large Education - College/University | Large Education - Other | Large Grocery | Large Health - Hospital | Large Health - Other | Large Industrial Manufacturing | Large Institutional/Public Service | Large Lodging | Large Miscellaneous/Other | Large Office | Large Restaurant | Large Retail | Large Warehouse
10
End Use
[12 empty] | End Use | Appliances | Cooking | Cooling | Exterior Lighting | Interior Lighting | Other | Plug Loads | Refrigeration | Space Heating | Ventilation | Water Heating | Drives | Motors and VFDs | Compressed Air Systems | Process Cooling and Refrigeration | Process Heating | Total Electric | Total Gas
[12 empty] | Abbreviation | Appl | Cook | Cool | ExtL | IntL | Oth | Plug | Refr | Heat | Vent | HWat | Driv | Motr | CAS | PrC | PrH | TotE | TotG
KEY FOR MEASURE DATA ROWS
CALCULATED FIELD
ENTER MANUALLY OR FORMULAICALLY FROM CALCULATIONS SECTION
MEASURE DATA
SOURCES
| GENERAL ('Measures' Sheet) INPUTS | 1 | 2 | 3 | 4 | 5 | 6 | 7 | 8 | 9 | 10 | 1 | 2 | 3 | 4 | 5 | 6 | 7 | 8 | 9 | 10
1 | Measure Name | 1: Tankless Water Heater_Res, E - HWat (MD); 2: Tankless Water Heater_Res, E - HWat (RET); SOURCES 1: Tankless Water Heater_Res, E - HWat (MD); SOURCES 2: Tankless Water Heater_Res, E - HWat (RET)
2 | Measure Long Name | 1: Tankless Electric Water Heater; 2: Tankless Electric Water Heater; SOURCES 1: -; SOURCES 2: -
3 | Parent Measure Name | 1: Tankless Water Heater_Res, E - HWat (MD); 2: Tankless Water Heater_Res, E - HWat (RET); SOURCES 1: -; SOURCES 2: -
4 | Parent Measure Long Name | 1: Tankless Electric Water Heater; 2: Tankless Electric Water Heater; SOURCES 1: -; SOURCES 2: -
5 | Sector | 1: Residential; 2: Residential; SOURCES 1: -; SOURCES 2: -
6 | Description | 1: This measure includes replacement of failed tankless water heaters in residential and multifamily buildings, as well as installation of tankless water heaters in new construction.; 2: This measure includes replacement of failed tankless water heaters in residential and multifamily buildings, as well as installation of tankless water heaters in new construction.; SOURCES 1: -; SOURCES 2: -
7 | Life | 1: 20; 2: 20; SOURCES 1: -; SOURCES 2: -
8 | Exist. Life | bar: SOURCES 1 to SOURCES 2
9 | Primary Fuel | bar: 1 to SOURCES 2
10 | Secondary Fuel | bar: 1 to SOURCES 2
11 | Primary Fuel End Use | 1: Water Heating; 2: Water Heating; SOURCES 1: -; SOURCES 2: -
12 | Secondary Fuel End Use | bar: SOURCES 1 to SOURCES 2
13 | Elec Load Shape | bar: SOURCES 1 to SOURCES 2
14 | Fuel Switch (Y/N) | bar: SOURCES 1 to SOURCES 2
15 | Waste Heat Adjust. (Y/N) | bar: SOURCES 1 to SOURCES 2
16 | Depends On | bar: SOURCES 1 to SOURCES 2
17 | Links With | bar: SOURCES 1 to SOURCES 2
18 | Mutual Exclusivity | bar: SOURCES 1 to SOURCES 2
19 | bar: SOURCES 1 to SOURCES 2
20 | GENERAL ('MeasChars' Sheet) INPUTS | 1: Tankless Electric Water Heater; 2: Tankless Electric Water Heater; SOURCES 1: -; SOURCES 2: -
21 | Mkt (MD or RET) | 1: MD; 2: RET; SOURCES 1: -; SOURCES 2: -
22 | Target Markets (NC, RENO, REPL, RET) | 1: #REF!; 2: #REF!; SOURCES 1: -; SOURCES 2: -
23 | Baseline Description | 1: Failed water heater with federal minimum efficiency standard; 2: Working water heater with federal minimum efficiency standard; SOURCES 1: -; SOURCES 2: -
24 | Efficient Description | 1: Efficient instantaneous gas water heater; 2: Efficient instantaneous gas water heater; SOURCES 1: -; SOURCES 2: -
25 | Start Year | 1: #REF!; 2: 2024; SOURCES 1: -; SOURCES 2: -
26 | End Year | 1: #REF!; 2: 2027; SOURCES 1: -; SOURCES 2: -
27 | Building type assumed for characterization | 1: Single Family; 2: Single Family; SOURCES 1: -; SOURCES 2: -
28 | Units for Costs & Savings Values | 1: per water heater; 2: per water heater; SOURCES 1: -; SOURCES 2: -
29 | Efficient kW ¦ MMBtu | bar: SOURCES 1 to SOURCES 2
30 | Baseline kW ¦ MMBtu | bar: SOURCES 1 to SOURCES 2
31 | Full Load Hours | bar: SOURCES 1 to SOURCES 2
32 | kWh ¦ MMBtu Annual Savings | 1: -65.129; 2: -65.129; SOURCES 1: -; SOURCES 2: -
33 | % Savings (primary fuel) | 1: -28.35%; 2: -28.35%; SOURCES 1: 7; SOURCES 2: 7
34 | Efficient Equip Cost | bar: SOURCES 1 to SOURCES 2
35 | Baseline Equip Cost | bar: SOURCES 1 to SOURCES 2
36 | Incremental Cost | 1: 229; SOURCES 1: -; SOURCES 2: -
37 | Incremental Cost per kWh ¦ MMBtu Saved | 1: 3.2488
38 | bar: SOURCES 1 to SOURCES 2
39 | SECONDARY END-USE FUEL IMPACTS (MMBtu/kWh), OR Elec Impacts (kWh/MMBtu) | 1: Tankless Electric Water Heater; 2: Tankless Electric Water Heater; SOURCES 1: -; SOURCES 2: -
40 | Fossil Fuel (or Elec) Savings - increased use is negative (MMBtu/yr ¦ kWh/yr) | bar: SOURCES 1 to SOURCES 2
41 | Annual Fossil Fuel (or Elec) Savings per Elec (or FF) Savings - increased is negative (MMBtu/kWh ¦ kWh/MMBtu saved) | bar: SOURCES 1 to SOURCES 2
42 | bar: SOURCES 1 to SOURCES 2
43 | EARLY-RETIREMENT RETROFIT MEASURE INPUTS | bar: SOURCES 1 to SOURCES 2
44 | Baseline Equip. Life | 2: 20; SOURCES 1: -; SOURCES 2: -
45 | Baseline Equip. Age | 2: 13; SOURCES 1: -; SOURCES 2: -
46 | Baseline Cost | 2: 0; SOURCES 1: -; SOURCES 2: -
47 | Baseline Cost per kWh ¦ MMBtu saved | 2: 0; SOURCES 1: -; SOURCES 2: -
48 | Baseline shift savings factor (for RET) | bar: SOURCES 1 to SOURCES 2
49 | bar: SOURCES 1 to SOURCES 2
50 | O&M INPUTS | bar: SOURCES 1 to SOURCES 2
51 | Efficient Component 1 (description) | bar: SOURCES 1 to SOURCES 2
52 | Eff Component 1 Life (years) | bar: SOURCES 1 to SOURCES 2
53 | Eff Component 1 Replacement Cost | bar: SOURCES 1 to SOURCES 2
54 | Eff Component 1 Replacement Cost per kWh ¦ MMBtu saved | bar: SOURCES 1 to SOURCES 2
55 | Efficient Component 2 (description) | bar: SOURCES 1 to SOURCES 2
56 | Eff Component 2 Life (years) | bar: SOURCES 1 to SOURCES 2
57 | Eff Component 2 Replacement Cost | bar: SOURCES 1 to SOURCES 2
58 | Eff Component 2 Replacement Cost per kWh ¦ MMBtu saved | bar: SOURCES 1 to SOURCES 2
59 | Baseline Component 1 (description) | bar: SOURCES 1 to SOURCES 2
60 | Baseline Component 1 Life (years) | bar: SOURCES 1 to SOURCES 2
61 | Baseline Component 1 Replacement Cost | bar: SOURCES 1 to SOURCES 2
62 | Baseline Component 1 Replacement Cost per kWh ¦ MMBtu saved | bar: SOURCES 1 to SOURCES 2
63 | Baseline Component 2 (description) | bar: SOURCES 1 to SOURCES 2
64 | Baseline Component 2 Life (years) | bar: SOURCES 1 to SOURCES 2
65 | Baseline Component 2 Replacement Cost | bar: SOURCES 1 to SOURCES 2
66 | Baseline Component 2 Replacement Cost per kWh ¦ MMBtu saved | bar: SOURCES 1 to SOURCES 2
67 | O&M Annual Levelized Cost ($/kWh ¦ $/MMBtu) | bar: SOURCES 1 to SOURCES 2
68 | bar: SOURCES 1 to SOURCES 2
69 | Water INPUTS | bar: SOURCES 1 to SOURCES 2
70 | Water (gal/yr) | bar: SOURCES 1 to SOURCES 2
71 | Water [gal/yr per kWh ¦ MMBtu saved] | bar: SOURCES 1 to SOURCES 2
CALCULATIONS
| Inputs | 1: Values; 2: Source; 3: Description
| GPD | 1: 15; 2: Hawai’i TRM PY2023 V1.0; 3: Estimated annual hot water use in gallons/day, specified by
| psi | 1: 8.3; 3: Density of water
| cp | 1: 1; 3: Specific heat capacity of water
| Tsetpoint | 1: 130; 2: Hawai’i TRM PY2023 V1.0; 3: Water heater setpoint temp
| Tsupplyavg | 1: 87; 2: Based on definition of supply water temperature in NY TRM. (Puerto Rico supply water temperature source: https://statesummaries.ncics.org/chapter/pr/); 3: Avg annual supply water temperature
| UEFpre | 1: Actual; 2: This baseline is specified according to the current federal energy efficiency standards. for residential water heaters with tank sizes from 20 to 120 gallons; 3: Baseline uniform energy factor
| UEFpost | 1: 0.98; 3: Efficieny uniform energy factor
| CFsw | 1: 0.53; 3: Coincidence factor
| Tsupplyseasonal | 1: 89; 3: Seasonal supply water temperature for Summer
| Incremental cost | 1: 229
Measure cost
| Measure life | 1: 20
Market Driven
| DHW Type | 1: Rated Storage Volume; 2: Vr; 3: Draw Patterns; 4: UEFpre; 5: delkWh; 6: delkW; 7: Incremental cost/kWh; 8: %Savings; 9: Weightage
| Electric Storage Water Heaters | 1: >=20 gal and <=55 gal; 2: 50; 3: Very small usage; 4: 0.8408; 5: 96.748; 6: 0.13395; 7: 2.367; 8: 0.14204; 9: 0.083333
|  |  | 50 | Low usage | 0.9104 | 44.6758 | 0.061854 | 5.1258 | 0.07102 | 0.083333
|  |  | 50 | Medium usage | 0.9207 | 37.6385 | 0.052111 | 6.0842 | 0.06051 | 0.083333
|  |  | 50 | High usage | 0.9299 | 31.4845 | 0.043591 | 7.2734 | 0.051122 | 0.083333
|  | >55 gal and <=120 gal | 110 | Very small usage | 1.8026 | -266.6766 | -0.36922 | -0.85872 | -0.83939 | 0.083333
|  |  | 110 | Low usage | 1.923 | -286.5682 | -0.39676 | -0.79911 | -0.96224 | 0.083333
|  |  | 110 | Medium usage | 1.9961 | -297.4745 | -0.41186 | -0.76981 | -1.0368 | 0.083333
|  |  | 110 | High usage | 2.1208 | -314.3441 | -0.43521 | -0.7285 | -1.1641 | 0.083333
| Old electric tankless | 1: <2 gal; 3: Very small usage; 4: 0.91; 5: 44.9523; 6: 0.062237; 7: 5.0943; 8: 0.071429; 9: 0.083333
|  |  |  | Low usage | 0.91 | 44.9523 | 0.062237 | 5.0943 | 0.071429 | 0.083333
|  |  |  | Medium usage | 0.91 | 44.9523 | 0.062237 | 5.0943 | 0.071429 | 0.083333
|  |  |  | High usage | 0.92 | 38.1118 | 0.052766 | 6.0086 | 0.061224 | 0.083333
| WEIGHTED AVERAGE | 5: -65.129; 6: -0.090172; 7: 3.2488; 8: -0.28353
Retrofit
| DHW Type | 1: Rated Storage Volume; 2: Vr; 3: Draw Patterns; 4: UEFpre; 5: delkWh; 6: delkW; 7: Incremental cost/kWh; 8: %Savings; 9: Weightage
| Electric Storage Water Heaters | 1: >=20 gal and <=55 gal; 2: 50; 3: Very small usage; 4: 0.8408; 5: 96.748; 6: 0.13395; 7: 2.367; 8: 0.14204; 9: 0.083333
|  |  | 50 | Low usage | 0.9104 | 44.6758 | 0.061854 | 5.1258 | 0.07102 | 0.083333
|  |  | 50 | Medium usage | 0.9207 | 37.6385 | 0.052111 | 6.0842 | 0.06051 | 0.083333
|  |  | 50 | High usage | 0.9299 | 31.4845 | 0.043591 | 7.2734 | 0.051122 | 0.083333
|  | >55 gal and <=120 gal | 110 | Very small usage | 1.8026 | -266.6766 | -0.36922 | -0.85872 | -0.83939 | 0.083333
|  |  | 110 | Low usage | 1.923 | -286.5682 | -0.39676 | -0.79911 | -0.96224 | 0.083333
|  |  | 110 | Medium usage | 1.9961 | -297.4745 | -0.41186 | -0.76981 | -1.0368 | 0.083333
|  |  | 110 | High usage | 2.1208 | -314.3441 | -0.43521 | -0.7285 | -1.1641 | 0.083333
| Old electric tankless | 1: <2 gal; 3: Very small usage; 4: 0.91; 5: 44.9523; 6: 0.062237; 7: 5.0943; 8: 0.071429; 9: 0.083333
|  |  |  | Low usage | 0.91 | 44.9523 | 0.062237 | 5.0943 | 0.071429 | 0.083333
|  |  |  | Medium usage | 0.91 | 44.9523 | 0.062237 | 5.0943 | 0.071429 | 0.083333
|  |  |  | High usage | 0.92 | 38.1118 | 0.052766 | 6.0086 | 0.061224 | 0.083333
| WEIGHTED AVERAGE | 5: -65.129; 6: -0.090172; 7: 3.2488; 8: -0.28353

## Thermo Restrict Valve
| MEASURE GROUP DEFINITION |  |  |  | REGION | #REF!
| INPUT CELLS | CALCULATED CELLS
| MEASURE NAME | [10 empty] | TAB NAMING LOOKUPS (DEFINED BY OVERALL PROJECT, NOT SPECIFIC MEASURE)
| Short Name (Same as Tab Name!) | Long Name | Sector (full name) | Life | Life Source | [6 empty] | Fuel Type
| Thermo Restrict Valve | Thermostatic Restriction Valve | Residential | 10 | IL TRM V12 | [6 empty] | Fuel | Electric | Gas | Oil | Propane
[12 empty] | Abbreviation | E | G | O | P
| TAB BREAKOUT |  |  |  |  | [PULL FORMULA DOWN] | [PULL FORMULA DOWN]
# | Primary Fuel | Secondary Fuel (blank OK) | End Use | Market (RET or MD) | Custom Field (blank OK) | Fuel Abbreviations | End Use Abbr. | UNIQUE MEASURE NAME | Long Name |  |  | Sector
1 | Electric |  | Water Heating | RET |  | E | HWat | Thermo Restrict Valve_Res, E - HWat (RET) | Thermostatic Restriction Valve |  |  | Sector | Residential | C&I
2 | Propane |  | Water Heating | RET |  | P | HWat | Thermo Restrict Valve_Res, P - HWat (RET) | Thermostatic Restriction Valve |  |  | Abbreviation | Res | CI
3
4 | [11 empty] | Market
5 | [11 empty] | Market | Retrofit | Market-Driven
6 | [11 empty] | Abbreviation | RET | MD
7
8 | [11 empty] | Building Types
9 | [11 empty] | Building Types | Single Family | Multifamily | LI Single Family | LI Multifamily | Small Education - College/University | Small Education - Other | Small Grocery | Small Health - Hospital | Small Health - Other | Small Industrial Manufacturing | Small Institutional/Public Service | Small Lodging | Small Miscellaneous/Other | Small Office | Small Restaurant | Small Retail | Small Warehouse | Large Education - College/University | Large Education - Other | Large Grocery | Large Health - Hospital | Large Health - Other | Large Industrial Manufacturing | Large Institutional/Public Service | Large Lodging | Large Miscellaneous/Other | Large Office | Large Restaurant | Large Retail | Large Warehouse
10
End Use
[12 empty] | End Use | Appliances | Cooking | Cooling | Exterior Lighting | Interior Lighting | Other | Plug Loads | Refrigeration | Space Heating | Ventilation | Water Heating | Drives | Motors and VFDs | Compressed Air Systems | Process Cooling and Refrigeration | Process Heating | Total Electric | Total Gas
[12 empty] | Abbreviation | Appl | Cook | Cool | ExtL | IntL | Oth | Plug | Refr | Heat | Vent | HWat | Driv | Motr | CAS | PrC | PrH | TotE | TotG
KEY FOR MEASURE DATA ROWS
CALCULATED FIELD
ENTER MANUALLY OR FORMULAICALLY FROM CALCULATIONS SECTION
MEASURE DATA
SOURCES
| GENERAL ('Measures' Sheet) INPUTS | 1 | 2 | 3 | 4 | 5 | 6 | 7 | 8 | 9 | 10 | 1 | 2 | 3 | 4 | 5 | 6 | 7 | 8 | 9 | 10
1 | Measure Name | 1: Thermo Restrict Valve_Res, E - HWat (RET); 2: Thermo Restrict Valve_Res, P - HWat (RET); SOURCES 1: Thermo Restrict Valve_Res, E - HWat (RET); SOURCES 2: Thermo Restrict Valve_Res, P - HWat (RET)
2 | Measure Long Name | 1: Thermostatic Restriction Valve; 2: Thermostatic Restriction Valve; SOURCES 1: -; SOURCES 2: -
3 | Parent Measure Name | 1: Thermo Restrict Valve_Res, E - HWat (RET); SOURCES 1: -; SOURCES 2: -
4 | Parent Measure Long Name | 1: Thermostatic Restriction Valve; SOURCES 1: -; SOURCES 2: -
5 | Sector | 1: Residential; 2: Residential; SOURCES 1: -; SOURCES 2: -
6 | Description | 1: This measure involves installing a thermostatically restricting shower valve that reduces the amount of excess hot shower water during warm-up periods.; SOURCES 1: -; SOURCES 2: -
7 | Life | 1: 10; 2: 10; SOURCES 1: -; SOURCES 2: -
8 | Exist. Life | bar: SOURCES 1 to SOURCES 2
9 | Primary Fuel | 1: E; 2: Prp; SOURCES 1: -; SOURCES 2: -
10 | Secondary Fuel | bar: 1 to SOURCES 2
11 | Primary Fuel End Use | 1: Water Heating; 2: Water Heating; SOURCES 1: -; SOURCES 2: -
12 | Secondary Fuel End Use | bar: SOURCES 1 to SOURCES 2
13 | Elec Load Shape | bar: SOURCES 1 to SOURCES 2
14 | Fuel Switch (Y/N) | bar: SOURCES 1 to SOURCES 2
15 | Waste Heat Adjust. (Y/N) | bar: SOURCES 1 to SOURCES 2
16 | Depends On | bar: SOURCES 1 to SOURCES 2
17 | Links With | bar: SOURCES 1 to SOURCES 2
18 | Mutual Exclusivity | bar: SOURCES 1 to SOURCES 2
19 | bar: SOURCES 1 to SOURCES 2
20 | GENERAL ('MeasChars' Sheet) INPUTS | 1: Thermostatic Restriction Valve; 2: Thermostatic Restriction Valve; SOURCES 1: -; SOURCES 2: -
21 | Mkt (MD or RET) | 1: RET; 2: RET; SOURCES 1: -; SOURCES 2: -
22 | Target Markets (NC, RENO, REPL, RET) | 1: #REF!; 2: #REF!; SOURCES 1: -; SOURCES 2: -
23 | Baseline Description | 1: Shower with no thermostatic restriction valve; 2: Shower with no thermostatic restriction valve; SOURCES 1: -; SOURCES 2: -
24 | Efficient Description | 1: Shower with thermostatic restriction valve; 2: Shower with thermostatic restriction valve; SOURCES 1: -; SOURCES 2: -
25 | Start Year | 1: #REF!; 2: #REF!; SOURCES 1: -; SOURCES 2: -
26 | End Year | 1: #REF!; 2: #REF!; SOURCES 1: -; SOURCES 2: -
27 | Building type assumed for characterization | 1: Single Family; 2: Single Family; SOURCES 1: -; SOURCES 2: -
28 | Units for Costs & Savings Values | bar: SOURCES 1 to SOURCES 2
29 | Efficient kW ¦ MMBtu | bar: SOURCES 1 to SOURCES 2
30 | Baseline kW ¦ MMBtu | bar: SOURCES 1 to SOURCES 2
31 | Full Load Hours | bar: SOURCES 1 to SOURCES 2
32 | kWh ¦ MMBtu Annual Savings | 1: 86.3452; 2: 4.0537; SOURCES 1: -; SOURCES 2: -
33 | % Savings (primary fuel) | 1: 11%; 2: 11%; SOURCES 1: 2,5
34 | Efficient Equip Cost | 1: 50; 2: 50; SOURCES 1: -; SOURCES 2: -
35 | Baseline Equip Cost | bar: SOURCES 1 to SOURCES 2
36 | Incremental Cost | 1: 50; 2: 50; SOURCES 1: -; SOURCES 2: -
37 | Incremental Cost per kWh ¦ MMBtu Saved | 1: 0.58062; 2: 12.4937; SOURCES 1: 8
38 | bar: SOURCES 1 to SOURCES 2
39 | SECONDARY END-USE FUEL IMPACTS (MMBtu/kWh), OR Elec Impacts (kWh/MMBtu) | 1: Thermostatic Restriction Valve; 2: Thermostatic Restriction Valve; SOURCES 1: -; SOURCES 2: -
40 | Fossil Fuel (or Elec) Savings - increased use is negative (MMBtu/yr ¦ kWh/yr) | bar: SOURCES 1 to SOURCES 2
41 | Annual Fossil Fuel (or Elec) Savings per Elec (or FF) Savings - increased is negative (MMBtu/kWh ¦ kWh/MMBtu saved) | bar: SOURCES 1 to SOURCES 2
42 | bar: SOURCES 1 to SOURCES 2
43 | EARLY-RETIREMENT RETROFIT MEASURE INPUTS | bar: SOURCES 1 to SOURCES 2
44 | Baseline Equip. Life | 1: 10; 2: 10; SOURCES 1: -; SOURCES 2: -
45 | Baseline Equip. Age | 1: 7; 2: 7; SOURCES 1: -; SOURCES 2: -
46 | Baseline Cost | 1: 0; 2: 0; SOURCES 1: -; SOURCES 2: -
47 | Baseline Cost per kWh ¦ MMBtu saved | 1: 0; 2: 0; SOURCES 1: -; SOURCES 2: -
48 | Baseline shift savings factor (for RET) | bar: SOURCES 1 to SOURCES 2
49 | bar: SOURCES 1 to SOURCES 2
50 | O&M INPUTS | bar: SOURCES 1 to SOURCES 2
51 | Efficient Component 1 (description) | bar: SOURCES 1 to SOURCES 2
52 | Eff Component 1 Life (years) | bar: SOURCES 1 to SOURCES 2
53 | Eff Component 1 Replacement Cost | bar: SOURCES 1 to SOURCES 2
54 | Eff Component 1 Replacement Cost per kWh ¦ MMBtu saved | bar: SOURCES 1 to SOURCES 2
55 | Efficient Component 2 (description) | bar: SOURCES 1 to SOURCES 2
56 | Eff Component 2 Life (years) | bar: SOURCES 1 to SOURCES 2
57 | Eff Component 2 Replacement Cost | bar: SOURCES 1 to SOURCES 2
58 | Eff Component 2 Replacement Cost per kWh ¦ MMBtu saved | bar: SOURCES 1 to SOURCES 2
59 | Baseline Component 1 (description) | bar: SOURCES 1 to SOURCES 2
60 | Baseline Component 1 Life (years) | bar: SOURCES 1 to SOURCES 2
61 | Baseline Component 1 Replacement Cost | bar: SOURCES 1 to SOURCES 2
62 | Baseline Component 1 Replacement Cost per kWh ¦ MMBtu saved | bar: SOURCES 1 to SOURCES 2
63 | Baseline Component 2 (description) | bar: SOURCES 1 to SOURCES 2
64 | Baseline Component 2 Life (years) | bar: SOURCES 1 to SOURCES 2
65 | Baseline Component 2 Replacement Cost | bar: SOURCES 1 to SOURCES 2
66 | Baseline Component 2 Replacement Cost per kWh ¦ MMBtu saved | bar: SOURCES 1 to SOURCES 2
67 | O&M Annual Levelized Cost ($/kWh ¦ $/MMBtu) | bar: SOURCES 1 to SOURCES 2
68 | bar: SOURCES 1 to SOURCES 2
69 | Water INPUTS | bar: SOURCES 1 to SOURCES 2
70 | Water (gal/yr) | bar: SOURCES 1 to SOURCES 2
71 | Water [gal/yr per kWh ¦ MMBtu saved] | bar: SOURCES 1 to SOURCES 2
ΔkWh = %ElectricDHW * ((GPM_base_S * L_showerdevice) * Household * SPCD * 365.25 / SPH) * EPG_electric * ISR
CALCULATIONS
| Inputs | 1: Values; 2: Source; 3: Description
| Measure life | 1: 10; 2: IL TRM V12 pg. 284-289
| Incremental cost | 1: 50; 2: IL TRM V12 pg. 284-289
| Coincidence factor | 1: 0.22; 2: IL TRM V12 pg. 284-289
| GPM_base | 1: 2.35; 2: IL TRM V12 pg. 284-289; 3: Flow rate of the basecase showerhead
| L_Showerdevice | 1: 0.89; 2: IL TRM V12 pg. 284-289; 3: Hot water waste time avoided due to thermostatic restrictor valve
| Household | 1: Table; 2: IL TRM V12 pg. 284-289; 3: Average number of people per household
| SPCD | 1: 0.6; 2: IL TRM V12 pg. 284-289; 3: Showers Per Capita Per Day
| SPH | 1: Table; 2: IL TRM V12 pg. 284-289; 3: Showerheads Per Household so that per-showerhead savings fractions can be determined
| EPG_Electric | 1: 0.125; 2: IL TRM V12 pg. 284-289; 3: Energy per gallon of hot water supplied by electric
| EPG_propane | 1: Table; 2: IL TRM V12 pg. 284-289
| delWater | 1: 612; 2: IL TRM V12 pg. 284-289
| E Water Total | 1: 5010; 2: IL TRM V12 pg. 284-289; 3: IL Total Water Energy Factor (kWh/Million Gallons)
| Household type | 1: Household occupancy; 2: SPH; 3: Hours; 4: delkWh; 5: delkW; 6: % Savings; 7: Incremental Cost; 8: Incremental Cost/kWh; 9: Weightage
| SF | 1: 2.56; 2: 1.79; 3: 32.6; 4: 81.9401; 5: 0.55297; 6: 0.11; 8: 0.6102; 9: 0.33333
| MF | 1: 2.1; 2: 1.3; 3: 26.7; 4: 92.5519; 5: 0.7626; 6: 0.11; 8: 0.54024; 9: 0.33333
| Unknown | 1: 2.42; 2: 1.64; 3: 29.65; 4: 84.5436; 5: 0.62731; 6: 0.11; 8: 0.59141; 9: 0.33333
| WEIGHTED AVERAGE | 4: 86.3452; 5: 0.64762; 6: 0.11; 7: 0; 8: 0.58062
| Household type | 1: Household occupancy; 2: SPH; 3: Hours; 4: EPG_propane; 5: delMMBtu; 6: % Savings; 7: Incremental Cost; 8: Incremental Cost/kWh; 9: Weightage
| SF | 1: 2.56; 2: 1.79; 3: 32.6; 4: 0.0054; 5: 3.5398; 6: 0.11; 8: 14.125; 9: 0.33333
| MF | 1: 2.1; 2: 1.3; 3: 26.7; 4: 0.0063; 5: 4.6646; 6: 0.11; 8: 10.719; 9: 0.33333
| Unknown | 1: 2.42; 2: 1.64; 3: 29.65; 4: 0.00585; 5: 3.9566; 6: 0.11; 8: 12.637; 9: 0.33333
| WEIGHTED AVERAGE | 5: 4.0537; 6: 0.11; 7: 0; 8: 12.4937
Note on C112: [Threaded comment] Your version of Excel allows you to read this threaded comment; however, any edits to it will get removed if the file is opened in a newer version of Excel. Learn more: https://go.microsoft.com/fwlink/?linkid=870924 Comment: PR Level adjustments needed
Note on C113: [Threaded comment] Your version of Excel allows you to read this threaded comment; however, any edits to it will get removed if the file is opened in a newer version of Excel. Learn more: https://go.microsoft.com/fwlink/?linkid=870924 Comment: Retrofit value chosen
Note on C116: [Threaded comment] Your version of Excel allows you to read this threaded comment; however, any edits to it will get removed if the file is opened in a newer version of Excel. Learn more: https://go.microsoft.com/fwlink/?linkid=870924 Comment: IL specific value

## Window AC
| MEASURE GROUP DEFINITION |  |  |  | REGION | #REF!
| INPUT CELLS | CALCULATED CELLS
| MEASURE NAME | [10 empty] | TAB NAMING LOOKUPS (DEFINED BY OVERALL PROJECT, NOT SPECIFIC MEASURE)
| Short Name (Same as Tab Name!) | Long Name | Sector (full name) | Life | Life Source | [6 empty] | Fuel Type
| Window AC | Window AC | Residential | 9 | 2 | [6 empty] | Fuel | Electric | Gas | Oil | Propane
[12 empty] | Abbreviation | E | G | O | P
| TAB BREAKOUT |  |  |  |  | [PULL FORMULA DOWN] | [PULL FORMULA DOWN]
# | Primary Fuel | Secondary Fuel (blank OK) | End Use | Market (RET or MD) | Custom Field (blank OK) | Fuel Abbreviations | End Use Abbr. | UNIQUE MEASURE NAME | Long Name |  |  | Sector
1 | Electric |  | Cooling | MD |  | E | Cool | Window AC_Res, E - Cool (MD) | Window AC |  |  | Sector | Residential | C&I
2 | [11 empty] | Abbreviation | Res | CI
3
4 | [11 empty] | Market
5 | [11 empty] | Market | Retrofit | Market-Driven
6 | [11 empty] | Abbreviation | RET | MD
7
8 | [11 empty] | Building Types
9 | [11 empty] | Building Types | Single Family | Multifamily | LI Single Family | LI Multifamily | Small Education - College/University | Small Education - Other | Small Grocery | Small Health - Hospital | Small Health - Other | Small Industrial Manufacturing | Small Institutional/Public Service | Small Lodging | Small Miscellaneous/Other | Small Office | Small Restaurant | Small Retail | Small Warehouse | Large Education - College/University | Large Education - Other | Large Grocery | Large Health - Hospital | Large Health - Other | Large Industrial Manufacturing | Large Institutional/Public Service | Large Lodging | Large Miscellaneous/Other | Large Office | Large Restaurant | Large Retail | Large Warehouse
10
End Use
[12 empty] | End Use | Appliances | Cooking | Cooling | Exterior Lighting | Interior Lighting | Other | Plug Loads | Refrigeration | Space Heating | Ventilation | Water Heating | Drives | Motors and VFDs | Compressed Air Systems | Process Cooling and Refrigeration | Process Heating | Total Electric | Total Gas
[12 empty] | Abbreviation | Appl | Cook | Cool | ExtL | IntL | Oth | Plug | Refr | Heat | Vent | HWat | Driv | Motr | CAS | PrC | PrH | TotE | TotG
KEY FOR MEASURE DATA ROWS
CALCULATED FIELD
ENTER MANUALLY OR FORMULAICALLY FROM CALCULATIONS SECTION
MEASURE DATA
SOURCES
| GENERAL ('Measures' Sheet) INPUTS | 1 | 2 | 3 | 4 | 5 | 6 | 7 | 8 | 9 | 10 | 1 | 2 | 3 | 4 | 5 | 6 | 7 | 8 | 9 | 10
1 | Measure Name | 1: Window AC_Res, E - Cool (MD); SOURCES 1: Window AC_Res, E - Cool (MD)
2 | Measure Long Name | 1: Window AC; SOURCES 1: -
3 | Parent Measure Name | 1: Window AC_Res, E - Cool (MD); SOURCES 1: -
4 | Parent Measure Long Name | 1: Window AC; SOURCES 1: -
5 | Sector | 1: Residential; SOURCES 1: -
6 | Description | 1: This measure includes the replacement of failed or working room air conditioners in residential homes, as well as installation of high efficiency room air conditioners in new homes.; SOURCES 1: -
7 | Life | 1: 9; SOURCES 1: -
8 | Exist. Life | bar: SOURCES 1
9 | Primary Fuel | bar: 1 to SOURCES 1
10 | Secondary Fuel | bar: SOURCES 1
11 | Primary Fuel End Use | 1: Cooling; SOURCES 1: -
12 | Secondary Fuel End Use | bar: SOURCES 1
13 | Elec Load Shape | bar: SOURCES 1
14 | Fuel Switch (Y/N) | bar: SOURCES 1
15 | Waste Heat Adjust. (Y/N) | bar: SOURCES 1
16 | Depends On | bar: SOURCES 1
17 | Links With | bar: SOURCES 1
18 | Mutual Exclusivity | bar: SOURCES 1
19 | bar: SOURCES 1
20 | GENERAL ('MeasChars' Sheet) INPUTS | 1: Window AC; SOURCES 1: -
21 | Mkt (MD or RET) | bar: 1 to SOURCES 1
22 | Target Markets (NC, RENO, REPL, RET) | 1: NC, RENO, REPL; SOURCES 1: -
23 | Baseline Description | 1: Baseline equipment is assumed to be a window AC unit without reverse cycle, with louvered sides, and a capacity range of less than 28,000 Btu/h. The efficiency corresponds to federal minimum requirements for units manufactured as of Jun. 1, 2014; SOURCES 1: -
24 | Efficient Description | 1: The high efficiency equipment is a new window AC unit without reverse cycle, with louvered sides, and a capacity range of less than 28,000 Btu/h that meets or exceeds the minimum requirements; SOURCES 1: -
25 | Start Year | 1: #REF!; SOURCES 1: -
26 | End Year | 1: #REF!; SOURCES 1: -
27 | Building type assumed for characterization | 1: Single Family; SOURCES 1: -
28 | Units for Costs & Savings Values | bar: SOURCES 1
29 | Efficient kW ¦ MMBtu | bar: SOURCES 1
30 | Baseline kW ¦ MMBtu | bar: SOURCES 1
31 | Full Load Hours | bar: SOURCES 1
32 | kWh ¦ MMBtu Annual Savings | 1: 259.092; SOURCES 1: -
33 | % Savings (primary fuel) | 1: 6.7%; SOURCES 1: 1,2
34 | Efficient Equip Cost | bar: SOURCES 1
35 | Baseline Equip Cost | bar: SOURCES 1
36 | Incremental Cost | 1: 50; SOURCES 1: -
37 | Incremental Cost per kWh ¦ MMBtu Saved | 1: 0.27806; SOURCES 1: 9
38 | bar: SOURCES 1
39 | SECONDARY END-USE FUEL IMPACTS (MMBtu/kWh), OR Elec Impacts (kWh/MMBtu) | 1: Window AC; SOURCES 1: -
40 | Fossil Fuel (or Elec) Savings - increased use is negative (MMBtu/yr ¦ kWh/yr) | bar: SOURCES 1
41 | Annual Fossil Fuel (or Elec) Savings per Elec (or FF) Savings - increased is negative (MMBtu/kWh ¦ kWh/MMBtu saved) | bar: SOURCES 1
42 | bar: SOURCES 1
43 | EARLY-RETIREMENT RETROFIT MEASURE INPUTS | bar: SOURCES 1
44 | Baseline Equip. Life | bar: SOURCES 1
45 | Baseline Equip. Age | bar: SOURCES 1
46 | Baseline Cost | bar: SOURCES 1
47 | Baseline Cost per kWh ¦ MMBtu saved | bar: SOURCES 1
48 | Baseline shift savings factor (for RET) | bar: SOURCES 1
49 | bar: SOURCES 1
50 | O&M INPUTS | bar: SOURCES 1
51 | Efficient Component 1 (description) | bar: SOURCES 1
52 | Eff Component 1 Life (years) | bar: SOURCES 1
53 | Eff Component 1 Replacement Cost | bar: SOURCES 1
54 | Eff Component 1 Replacement Cost per kWh ¦ MMBtu saved | bar: SOURCES 1
55 | Efficient Component 2 (description) | bar: SOURCES 1
56 | Eff Component 2 Life (years) | bar: SOURCES 1
57 | Eff Component 2 Replacement Cost | bar: SOURCES 1
58 | Eff Component 2 Replacement Cost per kWh ¦ MMBtu saved | bar: SOURCES 1
59 | Baseline Component 1 (description) | bar: SOURCES 1
60 | Baseline Component 1 Life (years) | bar: SOURCES 1
61 | Baseline Component 1 Replacement Cost | bar: SOURCES 1
62 | Baseline Component 1 Replacement Cost per kWh ¦ MMBtu saved | bar: SOURCES 1
63 | Baseline Component 2 (description) | bar: SOURCES 1
64 | Baseline Component 2 Life (years) | bar: SOURCES 1
65 | Baseline Component 2 Replacement Cost | bar: SOURCES 1
66 | Baseline Component 2 Replacement Cost per kWh ¦ MMBtu saved | bar: SOURCES 1
67 | O&M Annual Levelized Cost ($/kWh ¦ $/MMBtu) | bar: SOURCES 1
68 | bar: SOURCES 1
69 | Water INPUTS | bar: SOURCES 1
70 | Water (gal/yr) | bar: SOURCES 1
71 | Water [gal/yr per kWh ¦ MMBtu saved] | bar: SOURCES 1
CALCULATIONS
| Inputs | 1: Value; 2: Source; 3: Description
| Capacity | 1: Based on installed unit; 2: Assumes rated capacity of < 28,000 Btu/h.1; 3: Rated cooling capacity of installed window AC unit
| EERbase | 1: Table; 2: Federal minimum requirement for units manufactured as of June 1, 2014.; 3: Energy efficiency ratio of baseline unit for early replacement
| EERee | 1: Actual; 2: EEREE is assumed to be CEEREE * 1.01 per ENERGY STAR data.2; 3: Energy efficiency ratio of installed high efficiency unit
| CEERbase | 1: Table; 2: Assumed to be EERBL,1 / 1.01 per ENERGY STAR data.2; 3: Combined energy efficiency ratio of baseline unit for early replacement
| CEERee | 1: Actual; 2: Must meet ENERGY STAR Version 4.1 minimum. For PY19, CEEREE ≥ CEERMin for all systems. For PY20 and later, CEEREE ≥ CEERMin for connected systems and CEEREE ≥ CEERBase for standard systems.3 See Table 1.; 3: Combined energy efficiency ratio of installed high efficiency unit
| CF | 1: 0.36; 2: Hawai’i TRM PY2023 V1.0; 3: Coincidence factor
| EFLH | 1: 2528; 2: EFLH determined as average of residential EnergyPlus prototype simulations with room AC cooling system by dividing total cooling kWh by maximum kW (proxy for capacity, adjusted for oversizing).; 3: Equivalent full load cooling hours
| PF | 1: 1; 2: Hawai’i TRM PY2023 V1.0; 3: Persistence factor
| Incremental cost | 1: 50
| Measure life | 1: 9
|  | Early Replacement |  | ENERGY STAR
|  |  |  | Standard systems |  | Connected systems
| Capacity Bin (Btu/h) | 1: CEERbase; 2: EERbase; 3: CEERBase; 4: EERBase; 5: CEERMin; 6: EERMin
| < 8,000 | 1: 11; 2: 11.1; 3: 12.1; 4: 12.2; 5: 11.5; 6: 11.6
| 8,000 to 13,999 | 1: 10.9; 2: 11; 3: 12; 4: 12.1; 5: 11.4; 6: 11.5
| 14,000 to 19,999 | 1: 10.7; 2: 10.8; 3: 11.8; 4: 11.9; 5: 11.2; 6: 11.3
| 20,000 to 27,999 | 1: 9.4; 2: 9.5; 3: 10.3; 4: 10.4; 5: 9.8; 6: 9.9
Submeasure aggregation
| System type | 1: Capacity; 2: delkWh; 3: delkW; 4: % Savings; 5: Incremental cost/kWh; 6: Weightage
| Standard | 1: 7500; 2: 156.6942; 3: 0.021932; 4: 9.091%; 5: 0.31909; 6: 0.125
|  | 12500 | 265.7492 | 0.03719 | 9.167% | 0.18815 | 0.125
|  | 18000 | 396.4391 | 0.055462 | 9.322% | 0.12612 | 0.125
|  | 25000 | 587.4819 | 0.081984 | 8.738% | 0.085109 | 0.125
| Connected | 1: 7500; 2: 74.9407; 3: 0.010485; 4: 4.348%; 5: 0.66719; 6: 0.125
|  | 12500 | 127.1527 | 0.017787 | 4.386% | 0.39323 | 0.125
|  | 18000 | 189.8531 | 0.026549 | 4.464% | 0.26336 | 0.125
|  | 25000 | 274.4247 | 0.038278 | 4.082% | 0.1822 | 0.125
| WEIGHTED AVERAGE | 2: 259.092; 3: 0.036208; 4: 6.7%; 5: 0.27806

## Drainwater Heat Recovery
| MEASURE GROUP DEFINITION |  |  |  | REGION | #REF!
| INPUT CELLS | CALCULATED CELLS
| MEASURE NAME | [10 empty] | TAB NAMING LOOKUPS (DEFINED BY OVERALL PROJECT, NOT SPECIFIC MEASURE)
| Short Name (Same as Tab Name!) | Long Name | Sector (full name) | Life | Life Source | [6 empty] | Fuel Type
| Drainwater Heat Recovery | Drainwater Heat Recovery | Residential | 30 | 8 | [6 empty] | Fuel | Electric | Gas | Oil | Propane
[12 empty] | Abbreviation | E | G | O | P
| TAB BREAKOUT |  |  |  |  | [PULL FORMULA DOWN] | [PULL FORMULA DOWN]
# | Primary Fuel | Secondary Fuel (blank OK) | End Use | Market (RET or MD) | Custom Field (blank OK) | Fuel Abbreviations | End Use Abbr. | UNIQUE MEASURE NAME | Long Name |  |  | Sector
1 | Electric |  | Water Heating | RET |  | E | HWat | Drainwater Heat Recovery_Res, E - HWat (RET) | Drainwater Heat Recovery |  |  | Sector | Residential | C&I
2 | Propane |  | Water Heating | RET |  | P | HWat | Drainwater Heat Recovery_Res, P - HWat (RET) | Drainwater Heat Recovery |  |  | Abbreviation | Res | CI
3
4 | [11 empty] | Market
5 | [11 empty] | Market | Retrofit | Market-Driven
6 | [11 empty] | Abbreviation | RET | MD
7
8 | [11 empty] | Building Types
9 | [11 empty] | Building Types | Single Family | Multifamily | LI Single Family | LI Multifamily | Small Education - College/University | Small Education - Other | Small Grocery | Small Health - Hospital | Small Health - Other | Small Industrial Manufacturing | Small Institutional/Public Service | Small Lodging | Small Miscellaneous/Other | Small Office | Small Restaurant | Small Retail | Small Warehouse | Large Education - College/University | Large Education - Other | Large Grocery | Large Health - Hospital | Large Health - Other | Large Industrial Manufacturing | Large Institutional/Public Service | Large Lodging | Large Miscellaneous/Other | Large Office | Large Restaurant | Large Retail | Large Warehouse
10
End Use
[12 empty] | End Use | Appliances | Cooking | Cooling | Exterior Lighting | Interior Lighting | Other | Plug Loads | Refrigeration | Space Heating | Ventilation | Water Heating | Drives | Motors and VFDs | Compressed Air Systems | Process Cooling and Refrigeration | Process Heating | Total Electric | Total Gas
[12 empty] | Abbreviation | Appl | Cook | Cool | ExtL | IntL | Oth | Plug | Refr | Heat | Vent | HWat | Driv | Motr | CAS | PrC | PrH | TotE | TotG
KEY FOR MEASURE DATA ROWS
CALCULATED FIELD
ENTER MANUALLY OR FORMULAICALLY FROM CALCULATIONS SECTION
MEASURE DATA
SOURCES
| GENERAL ('Measures' Sheet) INPUTS | 1 | 2 | 3 | 4 | 5 | 6 | 7 | 8 | 9 | 10 | 1 | 2 | 3 | 4 | 5 | 6 | 7 | 8 | 9 | 10
1 | Measure Name | 1: Drainwater Heat Recovery_Res, E - HWat (RET); 2: Drainwater Heat Recovery_Res, P - HWat (RET); SOURCES 1: Drainwater Heat Recovery_Res, E - HWat (RET); SOURCES 2: Drainwater Heat Recovery_Res, P - HWat (RET)
2 | Measure Long Name | 1: Drainwater Heat Recovery; 2: Drainwater Heat Recovery; SOURCES 1: -; SOURCES 2: -
3 | Parent Measure Name | 1: Drainwater Heat Recovery_Res, E - HWat (RET); SOURCES 1: -; SOURCES 2: -
4 | Parent Measure Long Name | 1: Drainwater Heat Recovery; SOURCES 1: -; SOURCES 2: -
5 | Sector | 1: Residential; 2: Residential; SOURCES 1: -; SOURCES 2: -
6 | Description | 1: This measure includes installing a drainpipe heat exchanger to a residential or multi-family building to recover heat from heated water going down the building's drain. The savings for this measure is “per living unit affected.”; SOURCES 1: -; SOURCES 2: -
7 | Life | 1: 30; 2: 30; SOURCES 1: -; SOURCES 2: -
8 | Exist. Life | bar: SOURCES 1 to SOURCES 2
9 | Primary Fuel | 1: E; 2: Prp; SOURCES 1: -; SOURCES 2: -
10 | Secondary Fuel | bar: SOURCES 1 to SOURCES 2
11 | Primary Fuel End Use | 1: Water Heating; 2: Water Heating; SOURCES 1: -; SOURCES 2: -
12 | Secondary Fuel End Use | bar: SOURCES 1 to SOURCES 2
13 | Elec Load Shape | bar: SOURCES 1 to SOURCES 2
14 | Fuel Switch (Y/N) | bar: SOURCES 1 to SOURCES 2
15 | Waste Heat Adjust. (Y/N) | bar: SOURCES 1 to SOURCES 2
16 | Depends On | bar: SOURCES 1 to SOURCES 2
17 | Links With | bar: SOURCES 1 to SOURCES 2
18 | Mutual Exclusivity | bar: SOURCES 1 to SOURCES 2
19 | bar: SOURCES 1 to SOURCES 2
20 | GENERAL ('MeasChars' Sheet) INPUTS | 1: Drainwater Heat Recovery; 2: Drainwater Heat Recovery; SOURCES 1: -; SOURCES 2: -
21 | Mkt (MD or RET) | 1: RET; 2: RET; SOURCES 1: -; SOURCES 2: -
22 | Target Markets (NC, RENO, REPL, RET) | 1: RET; 2: RET; SOURCES 1: -; SOURCES 2: -
23 | Baseline Description | 1: Residential or multi-family building with no drainpipe heat exchanger; 2: Residential or multi-family building with no drainpipe heat exchanger; SOURCES 1: -; SOURCES 2: -
24 | Efficient Description | 1: Residential or multi-family building with drainpipe heat exchanger installed; 2: Residential or multi-family building with drainpipe heat exchanger installed; SOURCES 1: -; SOURCES 2: -
25 | Start Year | 1: #REF!; 2: #REF!; SOURCES 1: -; SOURCES 2: -
26 | End Year | 1: #REF!; 2: #REF!; SOURCES 1: -; SOURCES 2: -
27 | Building type assumed for characterization | 1: Single Family; SOURCES 1: -; SOURCES 2: -
28 | Units for Costs & Savings Values | bar: SOURCES 1 to SOURCES 2
29 | Efficient kW ¦ MMBtu | bar: SOURCES 1 to SOURCES 2
30 | Baseline kW ¦ MMBtu | bar: SOURCES 1 to SOURCES 2
31 | Full Load Hours | bar: SOURCES 1 to SOURCES 2
32 | kWh ¦ MMBtu Annual Savings | 1: 553.5792; 2: 25.3338; SOURCES 1: -; SOURCES 2: -
33 | % Savings (primary fuel) | 1: 0.466; 2: 0.466; SOURCES 1: 2,8
34 | Efficient Equip Cost | bar: SOURCES 1 to SOURCES 2
35 | Baseline Equip Cost | bar: SOURCES 1 to SOURCES 2
36 | Incremental Cost | 1: 744; 2: 744; SOURCES 1: -; SOURCES 2: -
37 | Incremental Cost per kWh ¦ MMBtu Saved | 1: 1.3533; 2: 29.3834; SOURCES 1: 8
38 | bar: SOURCES 1 to SOURCES 2
39 | SECONDARY END-USE FUEL IMPACTS (MMBtu/kWh), OR Elec Impacts (kWh/MMBtu) | 1: Drainwater Heat Recovery; 2: Drainwater Heat Recovery; SOURCES 1: -; SOURCES 2: -
40 | Fossil Fuel (or Elec) Savings - increased use is negative (MMBtu/yr ¦ kWh/yr) | bar: SOURCES 1 to SOURCES 2
41 | Annual Fossil Fuel (or Elec) Savings per Elec (or FF) Savings - increased is negative (MMBtu/kWh ¦ kWh/MMBtu saved) | bar: SOURCES 1 to SOURCES 2
42 | bar: SOURCES 1 to SOURCES 2
43 | EARLY-RETIREMENT RETROFIT MEASURE INPUTS | bar: SOURCES 1 to SOURCES 2
44 | Baseline Equip. Life | bar: SOURCES 1 to SOURCES 2
45 | Baseline Equip. Age | bar: SOURCES 1 to SOURCES 2
46 | Baseline Cost | bar: SOURCES 1 to SOURCES 2
47 | Baseline Cost per kWh ¦ MMBtu saved | bar: SOURCES 1 to SOURCES 2
48 | Baseline shift savings factor (for RET) | bar: SOURCES 1 to SOURCES 2
49 | bar: SOURCES 1 to SOURCES 2
50 | O&M INPUTS | bar: SOURCES 1 to SOURCES 2
51 | Efficient Component 1 (description) | bar: SOURCES 1 to SOURCES 2
52 | Eff Component 1 Life (years) | bar: SOURCES 1 to SOURCES 2
53 | Eff Component 1 Replacement Cost | bar: SOURCES 1 to SOURCES 2
54 | Eff Component 1 Replacement Cost per kWh ¦ MMBtu saved | bar: SOURCES 1 to SOURCES 2
55 | Efficient Component 2 (description) | bar: SOURCES 1 to SOURCES 2
56 | Eff Component 2 Life (years) | bar: SOURCES 1 to SOURCES 2
57 | Eff Component 2 Replacement Cost | bar: SOURCES 1 to SOURCES 2
58 | Eff Component 2 Replacement Cost per kWh ¦ MMBtu saved | bar: SOURCES 1 to SOURCES 2
59 | Baseline Component 1 (description) | bar: SOURCES 1 to SOURCES 2
60 | Baseline Component 1 Life (years) | bar: SOURCES 1 to SOURCES 2
61 | Baseline Component 1 Replacement Cost | bar: SOURCES 1 to SOURCES 2
62 | Baseline Component 1 Replacement Cost per kWh ¦ MMBtu saved | bar: SOURCES 1 to SOURCES 2
63 | Baseline Component 2 (description) | bar: SOURCES 1 to SOURCES 2
64 | Baseline Component 2 Life (years) | bar: SOURCES 1 to SOURCES 2
65 | Baseline Component 2 Replacement Cost | bar: SOURCES 1 to SOURCES 2
66 | Baseline Component 2 Replacement Cost per kWh ¦ MMBtu saved | bar: SOURCES 1 to SOURCES 2
67 | O&M Annual Levelized Cost ($/kWh ¦ $/MMBtu) | bar: SOURCES 1 to SOURCES 2
68 | bar: SOURCES 1 to SOURCES 2
69 | Water INPUTS | bar: SOURCES 1 to SOURCES 2
70 | Water (gal/yr) | bar: SOURCES 1 to SOURCES 2
71 | Water [gal/yr per kWh ¦ MMBtu saved] | bar: SOURCES 1 to SOURCES 2
CALCULATIONS
| Inputs | 1: Values; 2: Source; 3: Description
| Measure life | 1: 30; 2: IL TRM V12 pg. 300-303
| Incremental cost | 1: 744; 2: IL TRM V12 pg. 300-303
| Coincidence factor | 1: 0.0278; 2: IL TRM V12 pg. 300-303
| Showertemp | 1: 101; 2: IL TRM V12 pg. 300-303
| Supplytemp | 1: 50.7; 2: IL TRM V12 pg. 300-303
| GPM | 1: 2.35; 2: IL TRM V12 pg. 300-303
| Tshowerlength | 1: 7.8; 2: IL TRM V12 pg. 300-303
| Household | 1: Table; 2: IL TRM V12 pg. 300-303
| Nunits | 1: 1; 2: IL TRM V12 pg. 300-303
| SPCD | 1: 0.6; 2: IL TRM V12 pg. 300-303
| SF | 1: 0.466; 2: IL TRM V12 pg. 300-303
| Reelec | 1: 0.98; 2: IL TRM V12 pg. 300-303
| Reprop | 1: Table; 2: IL TRM V12 pg. 300-303
| Household type | 1: Household; 2: Hours; 3: delkWh; 4: delkW; 5: % Savings; 6: Incremental Cost; 7: Incremental Cost/kWh; 8: Weightage
| Single-Family - Deemed | 1: 2.56; 2: 286; 3: 600.4927; 4: 0.05837; 5: 0.466; 7: 1.239; 8: 0.33333
| Multi-Family - Deemed | 1: 2.1; 2: 234; 3: 492.5916; 4: 0.058522; 5: 0.466; 7: 1.5104; 8: 0.33333
| Household type unknown | 1: 2.42; 2: 260; 3: 567.6532; 4: 0.060695; 5: 0.466; 7: 1.3107; 8: 0.33333
| Custom | 1: Actual
| WEIGHTED AVERAGE | 3: 553.5792; 4: 0.059195; 5: 0.466; 6: 0; 7: 1.3533
| Household type | 1: Household; 2: Hours; 3: delMMBtu; 4: Reprop; 5: % Savings; 6: Incremental Cost; 7: Incremental Cost/MMBtu; 8: Weightage
| Single-Family - Deemed | 1: 2.56; 2: 286; 3: 25.4165; 4: 0.79; 5: 0.466; 7: 29.2723; 8: 0.33333
| Multi-Family - Deemed | 1: 2.1; 2: 234; 3: 24.5837; 4: 0.67; 5: 0.466; 7: 30.2639; 8: 0.33333
| Household type unknown | 1: 2.42; 2: 260; 3: 26.0013; 4: 0.73; 5: 0.466; 7: 28.6139; 8: 0.33333
| Custom | 1: Actual
| WEIGHTED AVERAGE | 3: 25.3338; 4: 0.73; 5: 0.466; 6: 0; 7: 29.3834
Note on C113: [Threaded comment] Your version of Excel allows you to read this threaded comment; however, any edits to it will get removed if the file is opened in a newer version of Excel. Learn more: https://go.microsoft.com/fwlink/?linkid=870924 Comment: PR Level adjustments needed

## CI Clothes Dryer
| MEASURE GROUP DEFINITION |  |  |  | REGION | #REF!
| INPUT CELLS | CALCULATED CELLS
| MEASURE NAME | [10 empty] | TAB NAMING LOOKUPS (DEFINED BY OVERALL PROJECT, NOT SPECIFIC MEASURE)
| Short Name (Same as Tab Name!) | Long Name | Sector (full name) | Life | Life Source | [6 empty] | Fuel Type
| CI Clothes Dryer | Clothes Dryer | C&I | 10 | NY TRM V11 | [6 empty] | Fuel | Electric | Gas | Oil | Propane
[12 empty] | Abbreviation | E | G | O | P
| TAB BREAKOUT |  |  |  |  | [PULL FORMULA DOWN] | [PULL FORMULA DOWN]
# | Primary Fuel | Secondary Fuel (blank OK) | End Use | Market (RET or MD) | Custom Field (blank OK) | Fuel Abbreviations | End Use Abbr. | UNIQUE MEASURE NAME | Long Name |  |  | Sector
1 | Electric |  | Appliances | MD | Building w elec WH | E | Appl | CI Clothes Dryer_CI, E - Appl [Building w elec WH] (MD) | Clothes Dryer |  |  | Sector | Residential | C&I
2 | Electric |  | Appliances | RET | Building w elec WH | E | Appl | CI Clothes Dryer_CI, E - Appl [Building w elec WH] (RET) | Clothes Dryer |  |  | Abbreviation | Res | CI
3
4 | [11 empty] | Market
5 | [11 empty] | Market | Retrofit | Market-Driven
6 | [11 empty] | Abbreviation | RET | MD
7
8 | [11 empty] | Building Types
9 | [11 empty] | Building Types | Single Family | Multifamily | LI Single Family | LI Multifamily | Small Education - College/University | Small Education - Other | Small Grocery | Small Health - Hospital | Small Health - Other | Small Industrial Manufacturing | Small Institutional/Public Service | Small Lodging | Small Miscellaneous/Other | Small Office | Small Restaurant | Small Retail | Small Warehouse | Large Education - College/University | Large Education - Other | Large Grocery | Large Health - Hospital | Large Health - Other | Large Industrial Manufacturing | Large Institutional/Public Service | Large Lodging | Large Miscellaneous/Other | Large Office | Large Restaurant | Large Retail | Large Warehouse
10
End Use
[12 empty] | End Use | Appliances | Cooking | Cooling | Exterior Lighting | Interior Lighting | Other | Plug Loads | Refrigeration | Space Heating | Ventilation | Water Heating | Drives | Motors and VFDs | Compressed Air Systems | Process Cooling and Refrigeration | Process Heating | Total Electric | Total Gas
[12 empty] | Abbreviation | Appl | Cook | Cool | ExtL | IntL | Oth | Plug | Refr | Heat | Vent | HWat | Driv | Motr | CAS | PrC | PrH | TotE | TotG
KEY FOR MEASURE DATA ROWS
CALCULATED FIELD
ENTER MANUALLY OR FORMULAICALLY FROM CALCULATIONS SECTION
MEASURE DATA
SOURCES
| GENERAL ('Measures' Sheet) INPUTS | 1 | 2 | 3 | 4 | 5 | 6 | 7 | 8 | 9 | 10 | 1 | 2 | 3 | 4 | 5 | 6 | 7 | 8 | 9 | 10
1 | Measure Name | 1: CI Clothes Dryer_CI, E - Appl [Building w elec WH] (MD); 2: CI Clothes Dryer_CI, E - Appl [Building w elec WH] (RET); SOURCES 1: CI Clothes Dryer_CI, E - Appl [Building w elec WH] (MD); SOURCES 2: CI Clothes Dryer_CI, E - Appl [Building w elec WH] (RET)
2 | Measure Long Name | 1: Clothes Dryer; 2: Clothes Dryer; SOURCES 1: -; SOURCES 2: -
3 | Parent Measure Name | 1: CI Clothes Dryer_CI, E - Appl [Building w elec WH] (MD); 2: CI Clothes Dryer_CI, E - Appl [Building w elec WH] (RET); SOURCES 1: -; SOURCES 2: -
4 | Parent Measure Long Name | 1: Clothes Dryer; 2: Clothes Dryer; SOURCES 1: -; SOURCES 2: -
5 | Sector | 1: C&I; 2: C&I; SOURCES 1: -; SOURCES 2: -
6 | Description | 1: Installation of an ENERGY STAR commercial dishwasher.; SOURCES 1: -; SOURCES 2: -
7 | Life | 1: 10; 2: 10; SOURCES 1: -; SOURCES 2: -
8 | Exist. Life | bar: SOURCES 1 to SOURCES 2
9 | Primary Fuel | bar: 1 to SOURCES 2
10 | Secondary Fuel | bar: 1 to SOURCES 2
11 | Primary Fuel End Use | 1: Appliances; 2: Appliances; SOURCES 1: -; SOURCES 2: -
12 | Secondary Fuel End Use | bar: SOURCES 1 to SOURCES 2
13 | Elec Load Shape | bar: SOURCES 1 to SOURCES 2
14 | Fuel Switch (Y/N) | bar: SOURCES 1 to SOURCES 2
15 | Waste Heat Adjust. (Y/N) | bar: SOURCES 1 to SOURCES 2
16 | Depends On | bar: SOURCES 1 to SOURCES 2
17 | Links With | 1: CI Clothes Dryer_CI, E - Appl [Building w elec WH] (MD); SOURCES 1: -; SOURCES 2: -
18 | Mutual Exclusivity | bar: SOURCES 1 to SOURCES 2
19 | bar: SOURCES 1 to SOURCES 2
20 | GENERAL ('MeasChars' Sheet) INPUTS | 1: Clothes Dryer; 2: Clothes Dryer; SOURCES 1: -; SOURCES 2: -
21 | Mkt (MD or RET) | 1: MD; 2: RET; SOURCES 1: -; SOURCES 2: -
22 | Target Markets (NC, RENO, REPL, RET) | 1: #REF!; 2: #REF!; SOURCES 1: -; SOURCES 2: -
23 | Baseline Description | 1: Standard efficiency commercial dryer; 2: Current retired equipment efficiency clothes dryer; SOURCES 1: -; SOURCES 2: -
24 | Efficient Description | 1: ENERGY STAR commercial dryer; 2: ENERGY STAR commercial dryer; SOURCES 1: -; SOURCES 2: -
25 | Start Year | 1: #REF!; 2: #REF!; SOURCES 1: -; SOURCES 2: -
26 | End Year | 1: #REF!; 2: #REF!; SOURCES 1: -; SOURCES 2: -
27 | Building type assumed for characterization | 1: Small Restaurant; SOURCES 1: -; SOURCES 2: -
28 | Units for Costs & Savings Values | bar: SOURCES 1 to SOURCES 2
29 | Efficient kW ¦ MMBtu | bar: SOURCES 1 to SOURCES 2
30 | Baseline kW ¦ MMBtu | bar: SOURCES 1 to SOURCES 2
31 | Full Load Hours | bar: SOURCES 1 to SOURCES 2
32 | kWh ¦ MMBtu Annual Savings | 1: 13.2597; 2: 13.2597; SOURCES 1: -; SOURCES 2: -
33 | % Savings (primary fuel) | 1: 0.050393; 2: 0.050393; SOURCES 1: 3; SOURCES 2: 3; SOURCES 3: 3; SOURCES 4: 3
34 | Efficient Equip Cost | bar: SOURCES 1 to SOURCES 2
35 | Baseline Equip Cost | bar: SOURCES 1 to SOURCES 2
36 | Incremental Cost | 1: 0; 2: 0; SOURCES 1: -; SOURCES 2: -
37 | Incremental Cost per kWh ¦ MMBtu Saved | 1: 0; 2: 0; SOURCES 1: 8; SOURCES 2: 8; SOURCES 3: 8; SOURCES 4: 8
38 | bar: SOURCES 1 to SOURCES 2
39 | SECONDARY END-USE FUEL IMPACTS (MMBtu/kWh), OR Elec Impacts (kWh/MMBtu) | 1: Clothes Dryer; 2: Clothes Dryer; SOURCES 1: -; SOURCES 2: -
40 | Fossil Fuel (or Elec) Savings - increased use is negative (MMBtu/yr ¦ kWh/yr) | bar: SOURCES 1 to SOURCES 2
41 | Annual Fossil Fuel (or Elec) Savings per Elec (or FF) Savings - increased is negative (MMBtu/kWh ¦ kWh/MMBtu saved) | bar: SOURCES 1 to SOURCES 2
42 | bar: SOURCES 1 to SOURCES 2
43 | EARLY-RETIREMENT RETROFIT MEASURE INPUTS | bar: SOURCES 1 to SOURCES 2
44 | Baseline Equip. Life | 2: 10; SOURCES 1: -; SOURCES 2: -
45 | Baseline Equip. Age | 2: 7; SOURCES 1: -; SOURCES 2: -
46 | Baseline Cost | 2: 0; SOURCES 1: -; SOURCES 2: -
47 | Baseline Cost per kWh ¦ MMBtu saved | 2: 0; SOURCES 1: -; SOURCES 2: -
48 | Baseline shift savings factor (for RET) | bar: SOURCES 1 to SOURCES 2
49 | bar: SOURCES 1 to SOURCES 2
50 | O&M INPUTS | bar: SOURCES 1 to SOURCES 2
51 | Efficient Component 1 (description) | bar: SOURCES 1 to SOURCES 2
52 | Eff Component 1 Life (years) | bar: SOURCES 1 to SOURCES 2
53 | Eff Component 1 Replacement Cost | bar: SOURCES 1 to SOURCES 2
54 | Eff Component 1 Replacement Cost per kWh ¦ MMBtu saved | bar: SOURCES 1 to SOURCES 2
55 | Efficient Component 2 (description) | bar: SOURCES 1 to SOURCES 2
56 | Eff Component 2 Life (years) | bar: SOURCES 1 to SOURCES 2
57 | Eff Component 2 Replacement Cost | bar: SOURCES 1 to SOURCES 2
58 | Eff Component 2 Replacement Cost per kWh ¦ MMBtu saved | bar: SOURCES 1 to SOURCES 2
59 | Baseline Component 1 (description) | bar: SOURCES 1 to SOURCES 2
60 | Baseline Component 1 Life (years) | bar: SOURCES 1 to SOURCES 2
61 | Baseline Component 1 Replacement Cost | bar: SOURCES 1 to SOURCES 2
62 | Baseline Component 1 Replacement Cost per kWh ¦ MMBtu saved | bar: SOURCES 1 to SOURCES 2
63 | Baseline Component 2 (description) | bar: SOURCES 1 to SOURCES 2
64 | Baseline Component 2 Life (years) | bar: SOURCES 1 to SOURCES 2
65 | Baseline Component 2 Replacement Cost | bar: SOURCES 1 to SOURCES 2
66 | Baseline Component 2 Replacement Cost per kWh ¦ MMBtu saved | bar: SOURCES 1 to SOURCES 2
67 | O&M Annual Levelized Cost ($/kWh ¦ $/MMBtu) | bar: SOURCES 1 to SOURCES 2
68 | bar: SOURCES 1 to SOURCES 2
69 | Water INPUTS | bar: SOURCES 1 to SOURCES 2
70 | Water (gal/yr) | 1: #REF!; 4: #REF!; SOURCES 1: -; SOURCES 2: -
71 | Water [gal/yr per kWh ¦ MMBtu saved] | 1: #REF!; 4: #REF!; SOURCES 1: -; SOURCES 2: -
∆𝑘𝑊ℎ = 𝑢𝑛𝑖𝑡𝑠 × 𝐶𝑦𝑐𝑙𝑒𝑠𝑎𝑛𝑛𝑢𝑎𝑙 × 𝐿𝑜𝑎𝑑 × ( 𝐹𝑒𝑙𝑒𝑐,𝑏𝑎𝑠𝑒𝑙𝑖𝑛𝑒 𝐶𝐸𝐹𝑏𝑎𝑠𝑒𝑙𝑖𝑛𝑒 − 𝐹𝑒𝑙𝑒𝑐,𝑒𝑒 𝐶𝐸𝐹𝑒𝑒 )
CALCULATIONS
| INPUTS | 1: VALUE; 2: SOURCE; 3: Unit/description; 5: Need non-IL TRM Measure
| Measure life | 1: 10; 2: IL TRM V12 pg. 897
| Cyclesannual | 1: See table; 2: IL TRM V12 pg. 897
| Load | 1: See table; 2: IL TRM V12 pg. 897
| Felecbaseline | 1: See table; 2: IL TRM V12 pg. 897
| Felecee | 1: See table; 2: IL TRM V12 pg. 897
| CEFbaseline | 1: See table; 2: IL TRM V12 pg. 897
| CEFee | 1: See table; 2: IL TRM V12 pg. 897
| hrs | 1: See table; 2: IL TRM V12 pg. 897
| CF | 1: 0.042; 2: IL TRM V12 pg. 897
Market driven
| Dryer type | Cyclesannual | Load | Felecbaseline | Felecee | CEFbaseline | CEFee | hrs | delkWh | delkW | % Savings | Incremental Cost | Incremental Cost/kWh | Weightage
| Ventless or Vented Electric Standard >=4.4 | 1: 283; 2: 3; 3: 1; 4: 1; 5: 3.73; 6: 3.93; 7: 290; 8: 11.5834; 9: 0.0016776; 10: 0.050891; SOURCES 3: 0.25
| Ventless or Vented Electric Compact <4.4 | 1: 283; 2: 3; 3: 1; 4: 1; 5: 3.61; 6: 3.8; 7: 290; 8: 11.759; 9: 0.001703; 10: 0.05; SOURCES 3: 0.25
| Vented Electric Compact <4.4 | 1: 283; 2: 3; 3: 1; 4: 1; 5: 3.27; 6: 3.45; 7: 290; 8: 13.5461; 9: 0.0019618; 10: 0.052174; SOURCES 3: 0.25
| Ventless Electric Compact <4.4 | 1: 283; 2: 3; 3: 1; 4: 1; 5: 2.55; 6: 2.68; 7: 290; 8: 16.1501; 9: 0.002339; 10: 0.048507; SOURCES 3: 0.25
[9 empty] | 13.2597 | 0.0019204 | 0.050393 | 0 | 0
Retrofit
| Dryer type | Cyclesannual | Load | Felecbaseline | Felecee | CEFbaseline | CEFee | hrs | delkWh | delkW | % Savings | Incremental Cost | Incremental Cost/kWh | Weightage
| Ventless or Vented Electric Standard >=4.4 | 1: 283; 2: 3; 3: 1; 4: 1; 5: 3.73; 6: 3.93; 7: 290; 8: 11.5834; 9: 0.0016776; 10: 0.050891; SOURCES 3: 0.25
| Ventless or Vented Electric Compact <4.4 | 1: 283; 2: 3; 3: 1; 4: 1; 5: 3.61; 6: 3.8; 7: 290; 8: 11.759; 9: 0.001703; 10: 0.05; SOURCES 3: 0.25
| Vented Electric Compact <4.4 | 1: 283; 2: 3; 3: 1; 4: 1; 5: 3.27; 6: 3.45; 7: 290; 8: 13.5461; 9: 0.0019618; 10: 0.052174; SOURCES 3: 0.25
| Ventless Electric Compact <4.4 | 1: 283; 2: 3; 3: 1; 4: 1; 5: 2.55; 6: 2.68; 7: 290; 8: 16.1501; 9: 0.002339; 10: 0.048507; SOURCES 3: 0.25
[9 empty] | 13.2597 | 0.0019204 | 0.050393 | 0 | 0

## CI High Speed Clothes Washer
| MEASURE GROUP DEFINITION |  |  |  | REGION | #REF!
| INPUT CELLS | CALCULATED CELLS
| MEASURE NAME | [10 empty] | TAB NAMING LOOKUPS (DEFINED BY OVERALL PROJECT, NOT SPECIFIC MEASURE)
| Short Name (Same as Tab Name!) | Long Name | Sector (full name) | Life | Life Source | [6 empty] | Fuel Type
| CI High Speed Clothes Washer | High Speed Clothes Washer | C&I | 7 | IL TRM V12 | [6 empty] | Fuel | Electric | Gas | Oil | Propane
[12 empty] | Abbreviation | E | G | O | P
| TAB BREAKOUT |  |  |  |  | [PULL FORMULA DOWN] | [PULL FORMULA DOWN]
# | Primary Fuel | Secondary Fuel (blank OK) | End Use | Market (RET or MD) | Custom Field (blank OK) | Fuel Abbreviations | End Use Abbr. | UNIQUE MEASURE NAME | Long Name |  |  | Sector
1 | Electric |  | Appliances | MD | Building w elec WH | E | Appl | CI High Speed Clothes Washer_CI, E - Appl [Building w elec WH] (MD) | High Speed Clothes Washer |  |  | Sector | Residential | C&I
2 | Electric |  | Water Heating | MD | Building w elec WH | E | HWat | CI High Speed Clothes Washer_CI, E - HWat [Building w elec WH] (MD) | High Speed Clothes Washer |  |  | Abbreviation | Res | CI
3 | Propane | Electric | Appliances | MD | Building w gas WH | P/E | Appl | CI High Speed Clothes Washer_CI, P/E - Appl [Building w gas WH] (MD) | High Speed Clothes Washer with Electric Secondary Fuel
4 | [11 empty] | Market
5 | [11 empty] | Market | Retrofit | Market-Driven
6 | [11 empty] | Abbreviation | RET | MD
7
8 | [11 empty] | Building Types
9 | [11 empty] | Building Types | Single Family | Multifamily | LI Single Family | LI Multifamily | Small Education - College/University | Small Education - Other | Small Grocery | Small Health - Hospital | Small Health - Other | Small Industrial Manufacturing | Small Institutional/Public Service | Small Lodging | Small Miscellaneous/Other | Small Office | Small Restaurant | Small Retail | Small Warehouse | Large Education - College/University | Large Education - Other | Large Grocery | Large Health - Hospital | Large Health - Other | Large Industrial Manufacturing | Large Institutional/Public Service | Large Lodging | Large Miscellaneous/Other | Large Office | Large Restaurant | Large Retail | Large Warehouse
10
End Use
[12 empty] | End Use | Appliances | Cooking | Cooling | Exterior Lighting | Interior Lighting | Other | Plug Loads | Refrigeration | Space Heating | Ventilation | Water Heating | Drives | Motors and VFDs | Compressed Air Systems | Process Cooling and Refrigeration | Process Heating | Total Electric | Total Gas
[12 empty] | Abbreviation | Appl | Cook | Cool | ExtL | IntL | Oth | Plug | Refr | Heat | Vent | HWat | Driv | Motr | CAS | PrC | PrH | TotE | TotG
KEY FOR MEASURE DATA ROWS
CALCULATED FIELD
ENTER MANUALLY OR FORMULAICALLY FROM CALCULATIONS SECTION
MEASURE DATA
SOURCES
| GENERAL ('Measures' Sheet) INPUTS | 1 | 2 | 3 | 4 | 5 | 6 | 7 | 8 | 9 | 10 | 1 | 2 | 3 | 4 | 5 | 6 | 7 | 8 | 9 | 10
1 | Measure Name | 1: CI High Speed Clothes Washer_CI, E - Appl [Building w elec WH] (MD); 2: CI High Speed Clothes Washer_CI, E - HWat [Building w elec WH] (MD); 3: CI High Speed Clothes Washer_CI, P/E - Appl [Building w gas WH] (MD); SOURCES 1: CI High Speed Clothes Washer_CI, E - Appl [Building w elec WH] (MD); SOURCES 2: CI High Speed Clothes Washer_CI, E - HWat [Building w elec WH] (MD); SOURCES 3: CI High Speed Clothes Washer_CI, P/E - Appl [Building w gas WH] (MD)
2 | Measure Long Name | 1: High Speed Clothes Washer; 2: High Speed Clothes Washer; 3: High Speed Clothes Washer with Electric Secondary Fuel; SOURCES 1: -; SOURCES 2: -; SOURCES 3: -
3 | Parent Measure Name | 1: CI High Speed Clothes Washer_CI, E - Appl [Building w elec WH] (MD); 2: CI High Speed Clothes Washer_CI, E - HWat [Building w elec WH] (MD); 3: CI High Speed Clothes Washer_CI, P/E - Appl [Building w gas WH] (MD); SOURCES 1: -; SOURCES 2: -; SOURCES 3: -
4 | Parent Measure Long Name | 1: High Speed Clothes Washer; 2: High Speed Clothes Washer; 3: High Speed Clothes Washer with Electric Secondary Fuel; SOURCES 1: -; SOURCES 2: -; SOURCES 3: -
5 | Sector | 1: C&I; 2: C&I; 3: C&I; SOURCES 1: -; SOURCES 2: -; SOURCES 3: -
6 | Description | 1: Installation of an ENERGY STAR commercial dishwasher.; 2: Installation of an ENERGY STAR commercial dishwasher.; 3: Installation of an ENERGY STAR commercial dishwasher.; 4: Installation of an ENERGY STAR commercial dishwasher.; SOURCES 1: -; SOURCES 2: -; SOURCES 3: -
7 | Life | 1: 7; 2: 7; 3: 7; SOURCES 1: -; SOURCES 2: -; SOURCES 3: -
8 | Exist. Life | bar: SOURCES 1 to SOURCES 3
9 | Primary Fuel | 1: E; 2: E; 3: Prp; SOURCES 1: -; SOURCES 2: -; SOURCES 3: -
10 | Secondary Fuel | bar: 1 to SOURCES 3
11 | Primary Fuel End Use | 1: Appliances; 2: Water Heating; 3: Appliances; SOURCES 1: -; SOURCES 2: -; SOURCES 3: -
12 | Secondary Fuel End Use | bar: SOURCES 1 to SOURCES 3
13 | Elec Load Shape | bar: SOURCES 1 to SOURCES 3
14 | Fuel Switch (Y/N) | bar: SOURCES 1 to SOURCES 3
15 | Waste Heat Adjust. (Y/N) | bar: SOURCES 1 to SOURCES 3
16 | Depends On | bar: SOURCES 1 to SOURCES 3
17 | Links With | 1: CI High Speed Clothes Washer_CI, E - Appl [Building w elec WH] (MD); 2: CI High Speed Clothes Washer_CI, E - Appl [Building w elec WH] (MD); 3: CI High Speed Clothes Washer_CI, P/E - Appl [Building w gas WH] (MD); SOURCES 1: -; SOURCES 2: -; SOURCES 3: -
18 | Mutual Exclusivity | bar: SOURCES 1 to SOURCES 3
19 | bar: SOURCES 1 to SOURCES 3
20 | GENERAL ('MeasChars' Sheet) INPUTS | 1: High Speed Clothes Washer; 2: High Speed Clothes Washer; 3: High Speed Clothes Washer with Electric Secondary Fuel; SOURCES 1: -; SOURCES 2: -; SOURCES 3: -
21 | Mkt (MD or RET) | bar: 1 to SOURCES 3
22 | Target Markets (NC, RENO, REPL, RET) | 1: #REF!; 2: #REF!; 3: #REF!; SOURCES 1: -; SOURCES 2: -; SOURCES 3: -
23 | Baseline Description | 1: Standard efficiency commercial dishwasher; 2: Standard efficiency commercial dishwasher; 3: Standard efficiency commercial dishwasher; SOURCES 1: -; SOURCES 2: -; SOURCES 3: -
24 | Efficient Description | 1: ENERGY STAR commercial dishwasher; 2: ENERGY STAR commercial dishwasher; 3: ENERGY STAR commercial dishwasher; SOURCES 1: -; SOURCES 2: -; SOURCES 3: -
25 | Start Year | 1: #REF!; 2: #REF!; 3: #REF!; SOURCES 1: -; SOURCES 2: -; SOURCES 3: -
26 | End Year | 1: #REF!; 2: #REF!; 3: #REF!; SOURCES 1: -; SOURCES 2: -; SOURCES 3: -
27 | Building type assumed for characterization | 1: Small Restaurant; 2: Small Restaurant; 3: Small Restaurant; SOURCES 1: -; SOURCES 2: -; SOURCES 3: -
28 | Units for Costs & Savings Values | bar: SOURCES 1 to SOURCES 3
29 | Efficient kW ¦ MMBtu | bar: SOURCES 1 to SOURCES 3
30 | Baseline kW ¦ MMBtu | bar: SOURCES 1 to SOURCES 3
31 | Full Load Hours | bar: SOURCES 1 to SOURCES 3
32 | kWh ¦ MMBtu Annual Savings | 1: 3485.9127; 2: 262.3805; 3: 127.8918; SOURCES 1: -; SOURCES 2: -; SOURCES 3: -
33 | % Savings (primary fuel) | 1: 0; 2: 0; 3: 0; SOURCES 1: 3; SOURCES 2: 3; SOURCES 3: 3; SOURCES 4: 3
34 | Efficient Equip Cost | bar: SOURCES 1 to SOURCES 3
35 | Baseline Equip Cost | bar: SOURCES 1 to SOURCES 3
36 | Incremental Cost | 1: 311.7205; 2: 23.4628; 3: 335.1833; SOURCES 1: -; SOURCES 2: -; SOURCES 3: -
37 | Incremental Cost per kWh ¦ MMBtu Saved | 1: 2.9982; 2: 0.22567; 3: 94.4875; SOURCES 1: 8; SOURCES 2: 8; SOURCES 3: 8; SOURCES 4: 8
38 | bar: SOURCES 1 to SOURCES 3
39 | SECONDARY END-USE FUEL IMPACTS (MMBtu/kWh), OR Elec Impacts (kWh/MMBtu) | 1: High Speed Clothes Washer; 2: High Speed Clothes Washer; 3: High Speed Clothes Washer with Electric Secondary Fuel; SOURCES 1: -; SOURCES 2: -; SOURCES 3: -
40 | Fossil Fuel (or Elec) Savings - increased use is negative (MMBtu/yr ¦ kWh/yr) | bar: SOURCES 1 to SOURCES 3
41 | Annual Fossil Fuel (or Elec) Savings per Elec (or FF) Savings - increased is negative (MMBtu/kWh ¦ kWh/MMBtu saved) | bar: SOURCES 1 to SOURCES 3
42 | bar: SOURCES 1 to SOURCES 3
43 | EARLY-RETIREMENT RETROFIT MEASURE INPUTS | bar: SOURCES 1 to SOURCES 3
44 | Baseline Equip. Life | bar: SOURCES 1 to SOURCES 3
45 | Baseline Equip. Age | bar: SOURCES 1 to SOURCES 3
46 | Baseline Cost | bar: SOURCES 1 to SOURCES 3
47 | Baseline Cost per kWh ¦ MMBtu saved | bar: SOURCES 1 to SOURCES 3
48 | Baseline shift savings factor (for RET) | bar: SOURCES 1 to SOURCES 3
49 | bar: SOURCES 1 to SOURCES 3
50 | O&M INPUTS | bar: SOURCES 1 to SOURCES 3
51 | Efficient Component 1 (description) | bar: SOURCES 1 to SOURCES 3
52 | Eff Component 1 Life (years) | bar: SOURCES 1 to SOURCES 3
53 | Eff Component 1 Replacement Cost | bar: SOURCES 1 to SOURCES 3
54 | Eff Component 1 Replacement Cost per kWh ¦ MMBtu saved | bar: SOURCES 1 to SOURCES 3
55 | Efficient Component 2 (description) | bar: SOURCES 1 to SOURCES 3
56 | Eff Component 2 Life (years) | bar: SOURCES 1 to SOURCES 3
57 | Eff Component 2 Replacement Cost | bar: SOURCES 1 to SOURCES 3
58 | Eff Component 2 Replacement Cost per kWh ¦ MMBtu saved | bar: SOURCES 1 to SOURCES 3
59 | Baseline Component 1 (description) | bar: SOURCES 1 to SOURCES 3
60 | Baseline Component 1 Life (years) | bar: SOURCES 1 to SOURCES 3
61 | Baseline Component 1 Replacement Cost | bar: SOURCES 1 to SOURCES 3
62 | Baseline Component 1 Replacement Cost per kWh ¦ MMBtu saved | bar: SOURCES 1 to SOURCES 3
63 | Baseline Component 2 (description) | bar: SOURCES 1 to SOURCES 3
64 | Baseline Component 2 Life (years) | bar: SOURCES 1 to SOURCES 3
65 | Baseline Component 2 Replacement Cost | bar: SOURCES 1 to SOURCES 3
66 | Baseline Component 2 Replacement Cost per kWh ¦ MMBtu saved | bar: SOURCES 1 to SOURCES 3
67 | O&M Annual Levelized Cost ($/kWh ¦ $/MMBtu) | bar: SOURCES 1 to SOURCES 3
68 | bar: SOURCES 1 to SOURCES 3
69 | Water INPUTS | bar: SOURCES 1 to SOURCES 3
70 | Water (gal/yr) | 1: #REF!; 4: #REF!; SOURCES 1: -; SOURCES 2: -; SOURCES 3: -
71 | Water [gal/yr per kWh ¦ MMBtu saved] | 1: #REF!; 4: #REF!; SOURCES 1: -; SOURCES 2: -; SOURCES 3: -
CALCULATIONS
| INPUTS | 1: VALUE; 2: SOURCE; 3: Unit/description
| Ncycles | 1: See table; 2: IL TRM V12 pg. 899-902
| Days | 1: 360; 2: IL TRM V12 pg. 899-902
| Capacity | 1: See table; 2: https://www.laundrysolutionscompany.com/choosing-the-right-capacity-for-commercial-washers/#:~:text=A%20small%20commercial%20washing%20machine,like%20clothing%20and%20small%20linens.; 3: lb/cycle
| RMC | 1: 15%; 2: IL TRM V12 pg. 899-902; 5: Percentage of Total Energy Consumption; 6: %CW; 7: %DHW; 8: %Dryer; 9: delWater
| heElec | 1: 0.3517; 2: IL TRM V12 pg. 899-902; 3: Btu/lb converted kWh/lb; 5: Baseline; 6: 6.7%; 7: 15.8%; 8: 77.5%
| heGas | 1: 1200; 2: IL TRM V12 pg. 899-902; 5: ENERGY STAR; 6: 6.6%; 7: 13%; 8: 80.4%; 9: 1595
| nDryer | 1: 60%; 2: IL TRM V12 pg. 899-902; 5: ENERGY STAR Most Efficient/CEE Tier 2; 6: 8.2%; 7: 8.8%; 8: 82.9%; 9: 2500
| DryerUse | 1: 91%; 2: IL TRM V12 pg. 899-902; 5: CEE Advanced Tier; 6: 8.9%; 7: 7%; 8: 84.1%; 9: 2709
| LF | 1: 66%; 2: IL TRM V12 pg. 899-902
| EUL | 1: 7; 2: IL TRM V12 pg. 899-902
| RUL | 1: 2.3; 2: IL TRM V12 pg. 899-902
| Application | 1: Ncycles; 2: Capacity; 3: delkWh; 4: Peak kW; 5: % Savings; 6: Incremental Cost (TOS); 7: Incremental Cost/kWh; 8: Weighting
| Coin-operated Laundromats | 1: 4.3; 2: 25; 3: 2043.6594; 6: 295.75; 7: 3.6179; 8: 0.33333
| Multi-family | 1: 3.4; 2: 20; 3: 1292.7334; 6: 236.6; 7: 3.6605; 8: 0.33333
| Hotel/Motel/Hospital | 1: 10.4; 2: 40; 3: 7908.4868; 6: 473.2; 7: 2.3934; 8: 0.33333
| WEIGHTED AVERAGE | 3: 3748.2932; 4: 0; 5: 0; 6: 335.1833; 7: 3.2239
| Application | 1: Ncycles; 2: Capacity; 3: delMMBtu; 4: Peak kW; 5: % Savings; 6: Incremental Cost (TOS); 7: Incremental Cost/MMBtu; 8: Weighting
| Coin-operated Laundromats | 1: 4.3; 2: 25; 3: 69.7297; 6: 295.75; 7: 106.0345; 8: 0.33333
| Multi-family | 1: 3.4; 2: 20; 3: 44.1081; 6: 236.6; 7: 107.282; 8: 0.33333
| Hotel/Motel/Hospital | 1: 10.4; 2: 40; 3: 269.8376; 6: 473.2; 7: 70.1459; 8: 0.33333
| WEIGHTED AVERAGE | 3: 127.8918; 4: 0; 5: 0; 6: 335.1833; 7: 94.4875
Note on G112: [Threaded comment] Your version of Excel allows you to read this threaded comment; however, any edits to it will get removed if the file is opened in a newer version of Excel. Learn more: https://go.microsoft.com/fwlink/?linkid=870924 Comment: Using the Res splits for end use disaggregation

## CI ES Dishwasher
| MEASURE GROUP DEFINITION |  |  |  | REGION | #REF!
| INPUT CELLS | CALCULATED CELLS
| MEASURE NAME | [10 empty] | TAB NAMING LOOKUPS (DEFINED BY OVERALL PROJECT, NOT SPECIFIC MEASURE)
| Short Name (Same as Tab Name!) | Long Name | Sector (full name) | Life | Life Source | [6 empty] | Fuel Type
| CI ES Dishwasher | Commercial ENERGY STAR Dishwasher | C&I | 15.5556 | IL TRM V12 | [6 empty] | Fuel | Electric | Gas | Oil | Propane
[12 empty] | Abbreviation | E | G | O | P
| TAB BREAKOUT |  |  |  |  | [PULL FORMULA DOWN] | [PULL FORMULA DOWN]
# | Primary Fuel | Secondary Fuel (blank OK) | End Use | Market (RET or MD) | Custom Field (blank OK) | Fuel Abbreviations | End Use Abbr. | UNIQUE MEASURE NAME | Long Name |  |  | Sector
1 | Electric |  | Appliances | MD | Building w elec WH | E | Appl | CI ES Dishwasher_CI, E - Appl [Building w elec WH] (MD) | Commercial ENERGY STAR Dishwasher |  |  | Sector | Residential | C&I
2 | Electric |  | Water Heating | MD | Building w elec WH | E | HWat | CI ES Dishwasher_CI, E - HWat [Building w elec WH] (MD) | Commercial ENERGY STAR Dishwasher |  |  | Abbreviation | Res | CI
3 | Propane | Electric | Appliances | MD | Building w gas WH | P/E | Appl | CI ES Dishwasher_CI, P/E - Appl [Building w gas WH] (MD) | Commercial ENERGY STAR Dishwasher with Electric Secondary Fuel
4 | [11 empty] | Market
5 | [11 empty] | Market | Retrofit | Market-Driven
6 | [11 empty] | Abbreviation | RET | MD
7
8 | [11 empty] | Building Types
9 | [11 empty] | Building Types | Single Family | Multifamily | LI Single Family | LI Multifamily | Small Education - College/University | Small Education - Other | Small Grocery | Small Health - Hospital | Small Health - Other | Small Industrial Manufacturing | Small Institutional/Public Service | Small Lodging | Small Miscellaneous/Other | Small Office | Small Restaurant | Small Retail | Small Warehouse | Large Education - College/University | Large Education - Other | Large Grocery | Large Health - Hospital | Large Health - Other | Large Industrial Manufacturing | Large Institutional/Public Service | Large Lodging | Large Miscellaneous/Other | Large Office | Large Restaurant | Large Retail | Large Warehouse
10
End Use
[12 empty] | End Use | Appliances | Cooking | Cooling | Exterior Lighting | Interior Lighting | Other | Plug Loads | Refrigeration | Space Heating | Ventilation | Water Heating | Drives | Motors and VFDs | Compressed Air Systems | Process Cooling and Refrigeration | Process Heating | Total Electric | Total Gas
[12 empty] | Abbreviation | Appl | Cook | Cool | ExtL | IntL | Oth | Plug | Refr | Heat | Vent | HWat | Driv | Motr | CAS | PrC | PrH | TotE | TotG
KEY FOR MEASURE DATA ROWS
CALCULATED FIELD
ENTER MANUALLY OR FORMULAICALLY FROM CALCULATIONS SECTION
MEASURE DATA
SOURCES
| GENERAL ('Measures' Sheet) INPUTS | 1 | 2 | 3 | 4 | 5 | 6 | 7 | 8 | 9 | 10 | 1 | 2 | 3 | 4 | 5 | 6 | 7 | 8 | 9 | 10
1 | Measure Name | 1: CI ES Dishwasher_CI, E - Appl [Building w elec WH] (MD); 2: CI ES Dishwasher_CI, E - HWat [Building w elec WH] (MD); 3: CI ES Dishwasher_CI, P/E - Appl [Building w gas WH] (MD); SOURCES 1: CI ES Dishwasher_CI, E - Appl [Building w elec WH] (MD); SOURCES 2: CI ES Dishwasher_CI, E - HWat [Building w elec WH] (MD); SOURCES 3: CI ES Dishwasher_CI, P/E - Appl [Building w gas WH] (MD)
2 | Measure Long Name | 1: Commercial ENERGY STAR Dishwasher; 2: Commercial ENERGY STAR Dishwasher; 3: Commercial ENERGY STAR Dishwasher with Electric Secondary Fuel; SOURCES 1: -; SOURCES 2: -; SOURCES 3: -
3 | Parent Measure Name | 1: CI ES Dishwasher_CI, E - Appl [Building w elec WH] (MD); 2: CI ES Dishwasher_CI, E - HWat [Building w elec WH] (MD); 3: CI ES Dishwasher_CI, P/E - Appl [Building w gas WH] (MD); SOURCES 1: -; SOURCES 2: -; SOURCES 3: -
4 | Parent Measure Long Name | 1: Commercial ENERGY STAR Dishwasher; 2: Commercial ENERGY STAR Dishwasher; 3: Commercial ENERGY STAR Dishwasher with Electric Secondary Fuel; SOURCES 1: -; SOURCES 2: -; SOURCES 3: -
5 | Sector | 1: C&I; 2: C&I; 3: C&I; SOURCES 1: -; SOURCES 2: -; SOURCES 3: -
6 | Description | 1: Installation of an ENERGY STAR commercial dishwasher.; 2: Installation of an ENERGY STAR commercial dishwasher.; 3: Installation of an ENERGY STAR commercial dishwasher.; 4: Installation of an ENERGY STAR commercial dishwasher.; SOURCES 1: -; SOURCES 2: -; SOURCES 3: -
7 | Life | 1: 15.5556; 2: 15.5556; 3: 15.5556; SOURCES 1: -; SOURCES 2: -; SOURCES 3: -
8 | Exist. Life | bar: SOURCES 1 to SOURCES 3
9 | Primary Fuel | 1: E; 2: E; 3: Prp; SOURCES 1: -; SOURCES 2: -; SOURCES 3: -
10 | Secondary Fuel | bar: 1 to SOURCES 3
11 | Primary Fuel End Use | 1: Appliances; 2: Water Heating; 3: Appliances; SOURCES 1: -; SOURCES 2: -; SOURCES 3: -
12 | Secondary Fuel End Use | bar: SOURCES 1 to SOURCES 3
13 | Elec Load Shape | bar: SOURCES 1 to SOURCES 3
14 | Fuel Switch (Y/N) | bar: SOURCES 1 to SOURCES 3
15 | Waste Heat Adjust. (Y/N) | bar: SOURCES 1 to SOURCES 3
16 | Depends On | bar: SOURCES 1 to SOURCES 3
17 | Links With | 1: CI ES Dishwasher_CI, E - Appl [Building w elec WH] (MD); 2: CI ES Dishwasher_CI, E - Appl [Building w elec WH] (MD); 3: CI ES Dishwasher_CI, P/E - Appl [Building w gas WH] (MD); 4: CI ES Dishwasher_CI, P/E - Appl [Building w gas WH] (MD); SOURCES 1: -; SOURCES 2: -; SOURCES 3: -
18 | Mutual Exclusivity | bar: SOURCES 1 to SOURCES 3
19 | bar: SOURCES 1 to SOURCES 3
20 | GENERAL ('MeasChars' Sheet) INPUTS | 1: Commercial ENERGY STAR Dishwasher; 2: Commercial ENERGY STAR Dishwasher; 3: Commercial ENERGY STAR Dishwasher with Electric Secondary Fuel; SOURCES 1: -; SOURCES 2: -; SOURCES 3: -
21 | Mkt (MD or RET) | bar: 1 to SOURCES 3
22 | Target Markets (NC, RENO, REPL, RET) | 1: #REF!; 2: #REF!; 3: #REF!; SOURCES 1: -; SOURCES 2: -; SOURCES 3: -
23 | Baseline Description | 1: Standard efficiency commercial dishwasher; 2: Standard efficiency commercial dishwasher; 3: Standard efficiency commercial dishwasher; SOURCES 1: -; SOURCES 2: -; SOURCES 3: -
24 | Efficient Description | 1: ENERGY STAR commercial dishwasher; 2: ENERGY STAR commercial dishwasher; 3: ENERGY STAR commercial dishwasher; SOURCES 1: -; SOURCES 2: -; SOURCES 3: -
25 | Start Year | 1: #REF!; 2: #REF!; 3: #REF!; SOURCES 1: -; SOURCES 2: -; SOURCES 3: -
26 | End Year | 1: #REF!; 2: #REF!; 3: #REF!; SOURCES 1: -; SOURCES 2: -; SOURCES 3: -
27 | Building type assumed for characterization | 1: Small Restaurant; 2: Small Restaurant; 3: Small Restaurant; SOURCES 1: -; SOURCES 2: -; SOURCES 3: -
28 | Units for Costs & Savings Values | bar: SOURCES 1 to SOURCES 3
29 | Efficient kW ¦ MMBtu | bar: SOURCES 1 to SOURCES 3
30 | Baseline kW ¦ MMBtu | bar: SOURCES 1 to SOURCES 3
31 | Full Load Hours | bar: SOURCES 1 to SOURCES 3
32 | kWh ¦ MMBtu Annual Savings | 1: 674.3597; 2: 14176.6022; 3: 674.3597; SOURCES 1: -; SOURCES 2: -; SOURCES 3: -
33 | % Savings (primary fuel) | 1: 0.1057; 2: 0.3288; 3: 0.1057; SOURCES 1: 3; SOURCES 2: 3; SOURCES 3: 3; SOURCES 4: 3
34 | Efficient Equip Cost | bar: SOURCES 1 to SOURCES 3
35 | Baseline Equip Cost | bar: SOURCES 1 to SOURCES 3
36 | Incremental Cost | 1: 1068.4444; 3: 1068.4444; SOURCES 1: -; SOURCES 2: -; SOURCES 3: -
37 | Incremental Cost per kWh ¦ MMBtu Saved | 1: 1.5844; 2: 0; 3: 1.5844; SOURCES 1: 8; SOURCES 2: 8; SOURCES 3: 8; SOURCES 4: 8
38 | bar: SOURCES 1 to SOURCES 3
39 | SECONDARY END-USE FUEL IMPACTS (MMBtu/kWh), OR Elec Impacts (kWh/MMBtu) | 1: Commercial ENERGY STAR Dishwasher; 2: Commercial ENERGY STAR Dishwasher; 3: Commercial ENERGY STAR Dishwasher with Electric Secondary Fuel; SOURCES 1: -; SOURCES 2: -; SOURCES 3: -
40 | Fossil Fuel (or Elec) Savings - increased use is negative (MMBtu/yr ¦ kWh/yr) | bar: SOURCES 1 to SOURCES 3
41 | Annual Fossil Fuel (or Elec) Savings per Elec (or FF) Savings - increased is negative (MMBtu/kWh ¦ kWh/MMBtu saved) | bar: SOURCES 1 to SOURCES 3
42 | bar: SOURCES 1 to SOURCES 3
43 | EARLY-RETIREMENT RETROFIT MEASURE INPUTS | bar: SOURCES 1 to SOURCES 3
44 | Baseline Equip. Life | bar: SOURCES 1 to SOURCES 3
45 | Baseline Equip. Age | bar: SOURCES 1 to SOURCES 3
46 | Baseline Cost | bar: SOURCES 1 to SOURCES 3
47 | Baseline Cost per kWh ¦ MMBtu saved | bar: SOURCES 1 to SOURCES 3
48 | Baseline shift savings factor (for RET) | bar: SOURCES 1 to SOURCES 3
49 | bar: SOURCES 1 to SOURCES 3
50 | O&M INPUTS | bar: SOURCES 1 to SOURCES 3
51 | Efficient Component 1 (description) | bar: SOURCES 1 to SOURCES 3
52 | Eff Component 1 Life (years) | bar: SOURCES 1 to SOURCES 3
53 | Eff Component 1 Replacement Cost | bar: SOURCES 1 to SOURCES 3
54 | Eff Component 1 Replacement Cost per kWh ¦ MMBtu saved | bar: SOURCES 1 to SOURCES 3
55 | Efficient Component 2 (description) | bar: SOURCES 1 to SOURCES 3
56 | Eff Component 2 Life (years) | bar: SOURCES 1 to SOURCES 3
57 | Eff Component 2 Replacement Cost | bar: SOURCES 1 to SOURCES 3
58 | Eff Component 2 Replacement Cost per kWh ¦ MMBtu saved | bar: SOURCES 1 to SOURCES 3
59 | Baseline Component 1 (description) | bar: SOURCES 1 to SOURCES 3
60 | Baseline Component 1 Life (years) | bar: SOURCES 1 to SOURCES 3
61 | Baseline Component 1 Replacement Cost | bar: SOURCES 1 to SOURCES 3
62 | Baseline Component 1 Replacement Cost per kWh ¦ MMBtu saved | bar: SOURCES 1 to SOURCES 3
63 | Baseline Component 2 (description) | bar: SOURCES 1 to SOURCES 3
64 | Baseline Component 2 Life (years) | bar: SOURCES 1 to SOURCES 3
65 | Baseline Component 2 Replacement Cost | bar: SOURCES 1 to SOURCES 3
66 | Baseline Component 2 Replacement Cost per kWh ¦ MMBtu saved | bar: SOURCES 1 to SOURCES 3
67 | O&M Annual Levelized Cost ($/kWh ¦ $/MMBtu) | bar: SOURCES 1 to SOURCES 3
68 | bar: SOURCES 1 to SOURCES 3
69 | Water INPUTS | bar: SOURCES 1 to SOURCES 3
70 | Water (gal/yr) | 1: #REF!; 4: #REF!; SOURCES 1: -; SOURCES 2: -; SOURCES 3: -
71 | Water [gal/yr per kWh ¦ MMBtu saved] | 1: #REF!; 4: #REF!; SOURCES 1: -; SOURCES 2: -; SOURCES 3: -
CALCULATIONS
∆kWh = ∆BuildingEnergy + ∆BoosterEnergy + ∆IdleEnergy
| ΔBuildingEnergy = [(WaterUseBase * RacksWashed * Days) * (∆Tin *1.0 * 8.2 ÷ EffHeater ÷ 3,412)] - [(WaterUseESTAR * RacksWashed * Days) * (∆Tin *1.0 * 8.2 ÷ EffHeater ÷ 3,412)] | SOURCES 1: BUILDING LEVEL CHARACTERISTICS; SOURCES 4: kWh/kW Ratios for MasterCom
| ΔBoosterEnergy = [(WaterUseBase * RacksWashed * Days) * (∆Tin *1.0 * 8.2 ÷ EffHeater ÷ 3,412)] - [(WaterUseESTAR * RacksWashed * Days) * (∆Tin *1.0 * 8.2 ÷ EffHeater ÷ 3,412)] | SOURCES 1: Building Type; SOURCES 2: kWh/kW Ratio; SOURCES 4: MN Analysis Building Types; SOURCES 5: kWh/kW Ratio
ΔIdleEnergy = [IdleDrawBase* (Hours *Days – Days * RacksWashed * WashTime ÷ 60)] – [IdleDrawESTAR* (Hours *Days – Days * RacksWashed * WashTime ÷ 60)]
[12 empty] | Convenience Store | 16089.7959 |  | Small Office | 16089.7959
| INPUTS | 1: VALUE; 2: SOURCE; 3: Unit/description; SOURCES 1: Education - Community College/University; SOURCES 2: 16089.7959; SOURCES 4: Large Office; SOURCES 5: 16089.7959
| Waterusebase | 1: Table; 2: IL TRM V12 pg. 125-136; 3: Water use per rack (gal) of baseline dishwasher; SOURCES 1: Education - Primary; SOURCES 2: 16089.7959; SOURCES 4: Small Retail; SOURCES 5: #REF!
| Rackswashed | 1: Table; 2: IL TRM V12 pg. 125-136; 3: Number of racks washed per day; SOURCES 1: Education - Secondary; SOURCES 2: 16089.7959; SOURCES 4: Large Retail; SOURCES 5: 16089.7959
| Days | 1: 365.25; 2: IL TRM V12 pg. 125-136; 3: Annual days of dishwasher operation; SOURCES 1: Health/Medical - Clinic; SOURCES 2: 16089.7959; SOURCES 4: Warehouse; SOURCES 5: 16089.7959
| delTinWH | 1: 70; 2: IL TRM V12 pg. 125-136; 3: Inlet water temperature increase (°F); SOURCES 1: Health/Medical - Hospital; SOURCES 2: 16089.7959; SOURCES 4: Education; SOURCES 5: 16089.7959
| delTinBooster | 1: 40; 2: IL TRM V12 pg. 125-136; 3: Inlet water temperature increase (°F)
| EffheaterElec | 1: 98%; 2: IL TRM V12 pg. 125-136; 3: Efficiency of water heater; SOURCES 1: Lodging; SOURCES 2: 16089.7959; SOURCES 4: Healthcare; SOURCES 5: 16089.7959
| EffheaterGas | 1: 80%; 2: IL TRM V12 pg. 125-136
| Wateruseestar | 1: Table; 2: IL TRM V12 pg. 125-136; 3: Water use per rack (gal) of ENERGY STAR dishwasher; SOURCES 1: Manufacturing; SOURCES 2: 16089.7959; SOURCES 4: Lodging; SOURCES 5: 16089.7959
| Idledrawbase | 1: Table; 2: IL TRM V12 pg. 125-136; 3: Idle power draw (kW) of baseline dishwasher; SOURCES 1: Office - Low Rise; SOURCES 2: 16089.7959; SOURCES 4: Food Sales; SOURCES 5: 16089.7959
| Washtime | 1: Table; 2: IL TRM V12 pg. 125-136; 3: Typical wash time (min); SOURCES 1: Office - Mid Rise; SOURCES 2: 16089.7959; SOURCES 4: Food Service; SOURCES 5: 16089.7959
| Idledrawestar | 1: Table; 2: IL TRM V12 pg. 125-136; 3: Idle power draw (kW) of ENERGY STAR dishwasher; SOURCES 1: Office - High Rise; SOURCES 2: 16089.7959; SOURCES 4: Data Center; SOURCES 5: 16089.7959
| Hours | 1: 18; 2: IL TRM V12 pg. 125-136; 3: Average daily hours of dishwasher operation; SOURCES 1: Restaurant; SOURCES 2: 16089.7959; SOURCES 4: Public Assembly; SOURCES 5: 16089.7959
[12 empty] | Retail - Large Department Store | 16089.7959 |  | Agriculture | 16089.7959
Location | bar: 1
| Fast Food Limited Menu | 1: 0.32
| Fast Food Expanded Menu | 1: 0.41
| Pizza | 1: 0.46; SOURCES 1: Warehouse; SOURCES 2: 16089.7959; SOURCES 4: Industrial; SOURCES 5: 16089.7959
| Full Service Limited Menu | 1: 0.51; SOURCES 1: Other/Miscellaneous; SOURCES 2: 16089.7959
| Full Service Expanded Menu | 1: 0.36
| Cafeteria | 1: 0.39
REFERENCE TABLES
Conventional Dishwasher Characteristics
| Dishwasher Type | 1: Temperature Application; 2: INDEX; 3: Rackswashed; 4: Washtime; 5: Waterusebase; 6: Idledrawbase
| Under Counter | 1: Low Temperature; 2: Under Counter_Low Temperature; 3: 75; 4: 2; 5: 1.73; 6: 0.5
| Stationary Single Tank Door | 1: Low Temperature; 2: Stationary Single Tank Door_Low Temperature; 3: 280; 4: 1.5; 5: 2.1; 6: 0.6
| Single Tank Conveyor | 1: Low Temperature; 2: Single Tank Conveyor_Low Temperature; 3: 400; 4: 0.3; 5: 1.31; 6: 1.6
| Multi Tank Conveyor | 1: Low Temperature; 2: Multi Tank Conveyor_Low Temperature; 3: 600; 4: 0.3; 5: 1.04; 6: 2
| Under Counter | 1: High Temperature; 2: Under Counter_High Temperature; 3: 75; 4: 2; 5: 1.09; 6: 0.76
| Stationary Single Tank Door | 1: High Temperature; 2: Stationary Single Tank Door_High Temperature; 3: 280; 4: 1; 5: 1.29; 6: 0.87
| Single Tank Conveyor | 1: High Temperature; 2: Single Tank Conveyor_High Temperature; 3: 400; 4: 0.3; 5: 0.87; 6: 1.93
| Multi Tank Conveyor | 1: High Temperature; 2: Multi Tank Conveyor_High Temperature; 3: 600; 4: 0.2; 5: 0.97; 6: 2.59
| Pot, Pan, and Utensil | 1: High Temperature; 2: Pot, Pan, and Utensil_High Temperature; 3: 280; 4: 3; 5: 0.7; 6: 1.2
PA TRM 2021_Volume 3_CI, pg 239-242
ENERGY STAR Dishwasher Characteristics
| Dishwasher Type | 1: Temperature Application; 2: INDEX; 3: Rackswashed; 4: Washtime; 5: Wateruseestar; 6: Idledrawestar; 7: Incremental Cost ($); 8: Lifetime
| Under Counter | 1: Low Temperature; 2: Under Counter_Low Temperature; 3: 75; 4: 2; 5: 1.19; 6: 0.5; 7: 234; 8: 10
| Stationary Single Tank Door | 1: Low Temperature; 2: Stationary Single Tank Door_Low Temperature; 3: 280; 4: 1.5; 5: 1.18; 6: 0.6; 7: 662; 8: 15
| Single Tank Conveyor | 1: Low Temperature; 2: Single Tank Conveyor_Low Temperature; 3: 400; 4: 0.3; 5: 0.79; 6: 1.5; 7: 0; 8: 20
| Multi Tank Conveyor | 1: Low Temperature; 2: Multi Tank Conveyor_Low Temperature; 3: 600; 4: 0.3; 5: 0.54; 6: 2; 7: 970; 8: 20
| Under Counter | 1: High Temperature; 2: Under Counter_High Temperature; 3: 75; 4: 2; 5: 0.86; 6: 0.5; 7: 2025; 8: 10
| Stationary Single Tank Door | 1: High Temperature; 2: Stationary Single Tank Door_High Temperature; 3: 280; 4: 1; 5: 0.89; 6: 0.7; 7: 995; 8: 15
| Single Tank Conveyor | 1: High Temperature; 2: Single Tank Conveyor_High Temperature; 3: 400; 4: 0.3; 5: 0.7; 6: 1.5; 7: 2050; 8: 20
| Multi Tank Conveyor | 1: High Temperature; 2: Multi Tank Conveyor_High Temperature; 3: 600; 4: 0.2; 5: 0.54; 6: 2.25; 7: 970; 8: 20
| Pot, Pan, and Utensil | 1: High Temperature; 2: Pot, Pan, and Utensil_High Temperature; 3: 280; 4: 3; 5: 0.58; 6: 1.2; 7: 1710; 8: 10
| SUBMEASURE AGGREGATION | 3: BASE ASSUMPTIONS; SOURCES 1: SAVINGS & COSTS - APPLIANCE END USE; SOURCES 10: SAVINGS & COSTS - DHW END USE | [8 empty] | SAVINGS & COSTS - TOTAL
| Equipment Type | Temperature Application | DHW Fuel | ∆BuildingEnergy EE | ∆BoosterEnergy EE | ∆IdleEnergy EE | ∆BuildingEnergy Base | ∆BoosterEnergy Base | ∆IdleEnergy Base | Lifetime | Weighting | APPL_BASE_kWh | APPL_EFF_kWh | APPL_SAVE_kWh | APPL_SAVE_kW | kWh/kW Ratio | Weighted kWh/kW | APPL_%SAVE_kWh | Incremental Cost | APPL_IncrCost_$/kWh | DHW_BASE_kWh | DHW_EFF_kWh | DHW_SAVE_kWh | DHW_SAVE_kW | kWh/kW Ratio | Weighted kWh/kW | DHW_%SAVE_kWh | Incremental Cost | DHW_IncrCost_$/kWh | TOTAL_BASE_kWh | TOTAL_EFF_kWh | TOTAL_SAVE_kWh | TOTAL_SAVE_kW | kWh/kW Ratio | Weighted kWh/kW | TOTAL_%SAVE_kWh | Incremental Cost | TOTAL_IncrCost_$/kWh
| Under Counter | Low Temperature | Electric | 5595.9683 | 3197.6962 | 2374.125 | 8135.3152 | 4648.7516 | 2830.6875 | 10 | 11.11% | 2830.6875 | 2374.125 | 456.5625 | 0.028376 | 16089.7959 | 1787.7551 | 16.13% | 24.0244 | 0.0054024 | 12784.0668 | 8793.6644 | 3990.4023 | 0.24801 | 16089.7959 | 1787.7551 | 31.21% | 209.9756 | 0.047218 | 15614.7543 | 11167.7894 | 4446.9648 | 0.27638 | 16089.7959 |  | 28.48% | 234 | 0.05262
| Stationary Single Tank Door | Low Temperature | Electric | 20716.0551 | 11837.7458 | 1387.95 | 36867.5557 | 21067.1747 | 2410.65 | 15 | 11.11% | 2410.65 | 1387.95 | 1022.7 | 0.063562 | 16089.7959 | 1787.7551 | 42.42% | 25.6415 | 0.00097113 | 57934.7304 | 32553.8009 | 25380.9295 | 1.5775 | 16089.7959 | 1787.7551 | 43.81% | 636.3585 | 0.024101 | 60345.3804 | 33941.7509 | 26403.6295 | 1.641 | 16089.7959 |  | 43.75% | 662 | 0.025072
| Single Tank Conveyor | Low Temperature | Electric | 19813.1762 | 11321.815 | 9131.25 | 32854.7605 | 18774.1489 | 9350.4 | 20 | 11.11% | 9350.4 | 9131.25 | 219.15 | 0.01362 | 16089.7959 | 1787.7551 | 2.344% | 0 | 0 | 51628.9094 | 31134.9911 | 20493.9182 | 1.2737 | 16089.7959 | 1787.7551 | 39.69% | 0 | 0 | 60979.3094 | 40266.2411 | 20713.0682 | 1.2873 | 16089.7959 |  | 33.97% | 0 | 0
| Multi Tank Conveyor | Low Temperature | Electric | 20314.7756 | 11608.4432 | 12053.25 | 39124.753 | 22357.0017 | 10957.5 | 20 | 11.11% | 10957.5 | 12053.25 | -1095.75 | -0.068102 | 16089.7959 | 1787.7551 | -10% | -37.3427 | -0.001312 | 61481.7547 | 31923.2188 | 29558.5359 | 1.8371 | 16089.7959 | 1787.7551 | 48.08% | 1007.3427 | 0.035392 | 72439.2547 | 43976.4688 | 28462.7859 | 1.769 | 16089.7959 |  | 39.29% | 970 | 0.03408
| Under Counter | High Temperature | Electric | 4044.1451 | 2310.9401 | 2374.125 | 5125.7188 | 2928.9822 | 4302.645 | 10 | 11.11% | 4302.645 | 2374.125 | 1928.52 | 0.11986 | 16089.7959 | 1787.7551 | 44.82% | 1076.38 | 0.29668 | 8054.701 | 6355.0852 | 1699.6158 | 0.10563 | 16089.7959 | 1787.7551 | 21.1% | 948.62 | 0.26146 | 12357.346 | 8729.2102 | 3628.1358 | 0.22549 | 16089.7959 |  | 29.36% | 2025 | 0.55814
| Stationary Single Tank Door | High Temperature | Electric | 15624.8212 | 8928.4693 | 2897.65 | 22647.2128 | 12941.2644 | 4236.9 | 15 | 11.11% | 4236.9 | 2897.65 | 1339.25 | 0.083236 | 16089.7959 | 1787.7551 | 31.61% | 107.686 | 0.0087023 | 35588.4772 | 24553.2905 | 11035.1867 | 0.68585 | 16089.7959 | 1787.7551 | 31.01% | 887.314 | 0.071705 | 39825.3772 | 27450.9405 | 12374.4367 | 0.76909 | 16089.7959 |  | 31.07% | 995 | 0.080408
| Single Tank Conveyor | High Temperature | Electric | 17555.9789 | 10031.9879 | 9131.25 | 21819.5738 | 12468.3279 | 11278.92 | 20 | 11.11% | 11278.92 | 9131.25 | 2147.67 | 0.13348 | 16089.7959 | 1787.7551 | 19.04% | 497.6176 | 0.056243 | 34287.9016 | 27587.9668 | 6699.9348 | 0.41641 | 16089.7959 | 1787.7551 | 19.54% | 1552.3824 | 0.17546 | 45566.8216 | 36719.2168 | 8847.6048 | 0.54989 | 16089.7959 |  | 19.42% | 2050 | 0.2317
| Multi Tank Conveyor | High Temperature | Electric | 20314.7756 | 11608.4432 | 14062.125 | 36491.3561 | 20852.2035 | 15135.96 | 20 | 11.11% | 15135.96 | 14062.125 | 1073.835 | 0.06674 | 16089.7959 | 1787.7551 | 7.095% | 39.3151 | 0.0014839 | 57343.5596 | 31923.2188 | 25420.3409 | 1.5799 | 16089.7959 | 1787.7551 | 44.33% | 930.6849 | 0.035128 | 72479.5196 | 45985.3438 | 26494.1759 | 1.6466 | 16089.7959 |  | 36.55% | 970 | 0.036612
| Pot, Pan, and Utensil | High Temperature | Electric | 10182.4678 | 5818.553 | 2775.9 | 12289.1852 | 7022.3916 | 1753.2 | 10 | 11.11% | 1753.2 | 2775.9 | -1022.7 | -0.063562 | 16089.7959 | 1787.7551 | -58.33% | -764.3912 | -0.33411 | 19311.5768 | 16001.0208 | 3310.556 | 0.20576 | 16089.7959 | 1787.7551 | 17.14% | 2474.3912 | 1.0815 | 21064.7768 | 18776.9208 | 2287.856 | 0.14219 | 16089.7959 |  | 10.86% | 1710 | 0.74742
|  | WEIGHTED AVERAGE |  | 14906.9071 | 8518.2326 | 6243.0694 | 23928.3812 | 13673.3607 | 6917.4292 | 15.5556 | 100% | 6917.4292 | 6243.0694 | 674.3597 | 0.041912 | 16089.7959 | 16089.7959 | 10.57% | 107.659 | 0.0037843 | 37601.7419 | 23425.1397 | 14176.6022 | 0.88109 | 16089.7959 | 16089.7959 | 32.88% | 960.7855 | 0.19244 | 44519.1711 | 29668.2091 | 14850.962 | 0.923 | 16089.7959 | 0 | 30.31% | 1068.4444 | 0.071944
| SUBMEASURE AGGREGATION | 3: BASE ASSUMPTIONS; SOURCES 2: SAVINGS & COSTS - APPLIANCE END USE | SAVINGS & COSTS - DHW END USE | [8 empty] | SAVINGS & COSTS - TOTAL
| Equipment Type | Temperature Application | DHW Fuel | ∆BoosterEnergy EE Elec | ∆IdleEnergy EE Elec | ∆WaterEnergy EE Elec | ∆BuildingEnergy Base Gas | ∆BoosterEnergy Base Elec | ∆IdleEnergy Base Elec | ∆WaterEnergy Base Elec | Lifetime | Weighting | APPL_BASE_kWh | APPL_EFF_kWh | APPL_SAVE_kWh | APPL_SAVE_kW | kWh/kW Ratio | Weighted kWh/kW | APPL_%SAVE_kWh | Incremental Cost | APPL_IncrCost_$/kWh | DHW_BASE_kWh | DHW_EFF_kWh | DHW_SAVE_kWh | DHW_SAVE_kW | kWh/kW Ratio | Weighted kWh/kW | DHW_%SAVE_kWh | Incremental Cost | DHW_IncrCost_$/kWh | TOTAL_BASE_MMBtu | TOTAL_EFF_MMBtu | TOTAL_SAVE_MMBtu |  |  |  | TOTAL_%SAVE_kWh | Incremental Cost | TOTAL_IncrCost_$/MMBtu
| Under Counter | Low Temperature | Gas | 3197.6962 | 2374.125 | 163.3188 | 340.0318 | 4648.7516 | 2830.6875 | 237.4298 | 10 | 11.11% | 2830.6875 | 2374.125 | 456.5625 | 0.028376 | 16089.7959 | 1787.7551 | 16.13% |  |  | 4886.1814 | 3361.015 | 1525.1664 | 0.094791 | 16089.7959 |  |  |  |  | 60.3331 | 19.5683 | 40.7648 |  |  |  | 67.57% | 234 | 5.7402
| Stationary Single Tank Door | Low Temperature | Gas | 11837.7458 | 1387.95 | 604.5998 | 1540.9532 | 21067.1747 | 2410.65 | 1075.9827 | 15 | 11.11% | 2410.65 | 1387.95 | 1022.7 | 0.063562 | 16089.7959 | 1787.7551 | 42.42% |  |  | 22143.1573 | 12442.3456 | 9700.8118 | 0.60292 | 16089.7959 |  |  |  |  | 237.8729 | 47.189 | 190.6839 |  |  |  | 80.16% | 662 | 3.4717
| Single Tank Conveyor | Low Temperature | Gas | 11321.815 | 9131.25 | 578.2492 | 1373.2304 | 18774.1489 | 9350.4 | 958.8689 | 20 | 11.11% | 9350.4 | 9131.25 | 219.15 | 0.01362 | 16089.7959 | 1787.7551 | 2.344% |  |  | 19733.0178 | 11900.0642 | 7832.9536 | 0.48683 | 16089.7959 |  |  |  |  | 236.5557 | 71.7588 | 164.7968 |  |  |  | 69.67% | 0 | 0
| Multi Tank Conveyor | Low Temperature | Gas | 11608.4432 | 12053.25 | 592.8884 | 1635.2973 | 22357.0017 | 10957.5 | 1141.8592 | 20 | 11.11% | 10957.5 | 12053.25 | -1095.75 | -0.068102 | 16089.7959 | 1787.7551 | -10% |  |  | 23498.8609 | 12201.3316 | 11297.5293 | 0.70215 | 16089.7959 |  |  |  |  | 281.0948 | 82.7566 | 198.3382 |  |  |  | 70.56% | 970 | 4.8906
| Under Counter | High Temperature | Gas | 2310.9401 | 2374.125 | 118.0287 | 214.2397 | 2928.9822 | 4302.645 | 149.5945 | 10 | 11.11% | 4302.645 | 2374.125 | 1928.52 | 0.11986 | 16089.7959 | 1787.7551 | 44.82% |  |  | 3078.5767 | 2428.9688 | 649.6079 | 0.040374 | 16089.7959 |  |  |  |  | 46.6087 | 16.3882 | 30.2205 |  |  |  | 64.84% | 2025 | 67.0074
| Stationary Single Tank Door | High Temperature | Gas | 8928.4693 | 2897.65 | 456.0117 | 946.5856 | 12941.2644 | 4236.9 | 660.9608 | 15 | 11.11% | 4236.9 | 2897.65 | 1339.25 | 0.083236 | 16089.7959 | 1787.7551 | 31.61% |  |  | 13602.2252 | 9384.481 | 4217.7443 | 0.26214 | 16089.7959 |  |  |  |  | 155.5257 | 41.9066 | 113.619 |  |  |  | 73.05% | 995 | 8.7573
| Single Tank Conveyor | High Temperature | Gas | 10031.9879 | 9131.25 | 512.3727 | 911.9927 | 12468.3279 | 11278.92 | 636.8061 | 20 | 11.11% | 11278.92 | 9131.25 | 2147.67 | 0.13348 | 16089.7959 | 1787.7551 | 19.04% |  |  | 13105.1339 | 10544.3606 | 2560.7733 | 0.15916 | 16089.7959 |  |  |  |  | 174.3977 | 67.1332 | 107.2645 |  |  |  | 61.51% | 2050 | 19.1116
| Multi Tank Conveyor | High Temperature | Gas | 11608.4432 | 14062.125 | 592.8884 | 1525.2292 | 20852.2035 | 15135.96 | 1065.0033 | 20 | 11.11% | 15135.96 | 14062.125 | 1073.835 | 0.06674 | 16089.7959 | 1787.7551 | 7.095% |  |  | 21917.2068 | 12201.3316 | 9715.8752 | 0.60385 | 16089.7959 |  |  |  |  | 278.9483 | 89.6109 | 189.3374 |  |  |  | 67.88% | 970 | 5.1231
| Pot, Pan, and Utensil | High Temperature | Gas | 5818.553 | 2775.9 | 297.1762 | 513.6511 | 7022.3916 | 1753.2 | 358.6609 | 10 | 11.11% | 1753.2 | 2775.9 | -1022.7 | -0.063562 | 16089.7959 | 1787.7551 | -58.33% |  |  | 7381.0524 | 6115.7292 | 1265.3233 | 0.078641 | 16089.7959 |  |  |  |  | 82.5312 | 30.3382 | 52.1929 |  |  |  | 63.24% | 1710 | 32.7631
|  | WEIGHTED AVERAGE |  | 8518.2326 | 6243.0694 | 435.0593 | 1000.1346 | 13673.3607 | 6917.4292 | 698.3518 | 15.5556 | 100% | 6917.4292 | 6243.0694 | 674.3597 | 0.041912 | 16089.7959 | 16089.7959 | 10.57% | 0 | 0 | 14371.7125 | 8953.2919 | 5418.4206 | 0.33676 | 16089.7959 | 0 | 0% | 0 | 0 | 172.652 | 51.85 | 120.802 |  |  |  | 68.72% | 1068.4444 | 8.8446
Note on B163: [Threaded comment] Your version of Excel allows you to read this threaded comment; however, any edits to it will get removed if the file is opened in a newer version of Excel. Learn more: https://go.microsoft.com/fwlink/?linkid=870924 Comment: This table needs review for what is necessary and what is not.
Note on P174: Matt Socks: Special formula to address measure permutations with zero connected kW savings.
Note on Q174: Matt Socks: Special formula to address measure permutations with zero connected kW savings.
Note on R174: Matt Socks: Special formula to address measure permutations with zero connected kW savings.
Note on B176: [Threaded comment] Your version of Excel allows you to read this threaded comment; however, any edits to it will get removed if the file is opened in a newer version of Excel. Learn more: https://go.microsoft.com/fwlink/?linkid=870924 Comment: This table needs review for what is necessary and what is not.
Note on Q187: Matt Socks: Special formula to address measure permutations with zero connected kW savings.
Note on R187: Matt Socks: Special formula to address measure permutations with zero connected kW savings.
Note on S187: Matt Socks: Special formula to address measure permutations with zero connected kW savings.

## CI ES Dehumidifier
| MEASURE GROUP DEFINITION |  |  |  | REGION | #REF!
| INPUT CELLS | CALCULATED CELLS
| MEASURE NAME | [10 empty] | TAB NAMING LOOKUPS (DEFINED BY OVERALL PROJECT, NOT SPECIFIC MEASURE)
| Short Name (Same as Tab Name!) | Long Name | Sector (full name) | Life | Life Source | [6 empty] | Fuel Type
| CI ES Dehumidifier | ENERGY STAR Dehumidifier | C&I | 12 | IL TRM V12 | [6 empty] | Fuel | Electric | Gas | Oil | Propane
[12 empty] | Abbreviation | E | G | O | P
| TAB BREAKOUT |  |  |  |  | [PULL FORMULA DOWN] | [PULL FORMULA DOWN]
# | Primary Fuel | Secondary Fuel (blank OK) | End Use | Market (RET or MD) | Custom Field (blank OK) | Fuel Abbreviations | End Use Abbr. | UNIQUE MEASURE NAME | Long Name |  |  | Sector
1 | Electric |  | Appliances | MD |  | E | Appl | CI ES Dehumidifier_CI, E - Appl (MD) | ENERGY STAR Dehumidifier |  |  | Sector | Residential | C&I
2 | [11 empty] | Abbreviation | Res | CI
3
4 | [11 empty] | Market
5 | [11 empty] | Market | Retrofit | Market-Driven
6 | [11 empty] | Abbreviation | RET | MD
7
8 | [11 empty] | Building Types
9 | [11 empty] | Building Types | Single Family | Multifamily | LI Single Family | LI Multifamily | Small Education - College/University | Small Education - Other | Small Grocery | Small Health - Hospital | Small Health - Other | Small Industrial Manufacturing | Small Institutional/Public Service | Small Lodging | Small Miscellaneous/Other | Small Office | Small Restaurant | Small Retail | Small Warehouse | Large Education - College/University | Large Education - Other | Large Grocery | Large Health - Hospital | Large Health - Other | Large Industrial Manufacturing | Large Institutional/Public Service | Large Lodging | Large Miscellaneous/Other | Large Office | Large Restaurant | Large Retail | Large Warehouse
10
End Use
[12 empty] | End Use | Appliances | Cooking | Cooling | Exterior Lighting | Interior Lighting | Other | Plug Loads | Refrigeration | Space Heating | Ventilation | Water Heating | Drives | Motors and VFDs | Compressed Air Systems | Process Cooling and Refrigeration | Process Heating | Total Electric | Total Gas
[12 empty] | Abbreviation | Appl | Cook | Cool | ExtL | IntL | Oth | Plug | Refr | Heat | Vent | HWat | Driv | Motr | CAS | PrC | PrH | TotE | TotG
KEY FOR MEASURE DATA ROWS
CALCULATED FIELD
ENTER MANUALLY OR FORMULAICALLY FROM CALCULATIONS SECTION
MEASURE DATA
SOURCES
| GENERAL ('Measures' Sheet) INPUTS | 1 | 2 | 3 | 4 | 5 | 6 | 7 | 8 | 9 | 10 | 1 | 2 | 3 | 4 | 5 | 6 | 7 | 8 | 9 | 10
1 | Measure Name | 1: CI ES Dehumidifier_CI, E - Appl (MD); SOURCES 1: CI ES Dehumidifier_CI, E - Appl (MD)
2 | Measure Long Name | 1: ENERGY STAR Dehumidifier; SOURCES 1: -
3 | Parent Measure Name | 1: CI ES Dehumidifier_CI, E - Appl (MD); SOURCES 1: -
4 | Parent Measure Long Name | 1: ENERGY STAR Dehumidifier; SOURCES 1: -
5 | Sector | 1: C&I; SOURCES 1: -
6 | Description | 1: This measure includes installation of a new ENERGY STAR Dehumidifier or replacement of an old dehumidifier with an ENERGY STAR unit.; SOURCES 1: -
7 | Life | 1: 12; SOURCES 1: -
8 | Exist. Life | bar: SOURCES 1
9 | Primary Fuel | bar: 1 to SOURCES 1
10 | Secondary Fuel | bar: SOURCES 1
11 | Primary Fuel End Use | 1: Appliances; SOURCES 1: -
12 | Secondary Fuel End Use | bar: SOURCES 1
13 | Elec Load Shape | bar: SOURCES 1
14 | Fuel Switch (Y/N) | bar: SOURCES 1
15 | Waste Heat Adjust. (Y/N) | bar: SOURCES 1
16 | Depends On | bar: SOURCES 1
17 | Links With | bar: SOURCES 1
18 | Mutual Exclusivity | bar: SOURCES 1
19 | bar: SOURCES 1
20 | GENERAL ('MeasChars' Sheet) INPUTS | 1: ENERGY STAR Dehumidifier; SOURCES 1: -
21 | Mkt (MD or RET) | bar: 1 to SOURCES 1
22 | Target Markets (NC, RENO, REPL, RET) | 1: #REF!; SOURCES 1: -
23 | Baseline Description | 1: Existing or dehumidifier or new standard dehumidifier meeting the federal minimum standard; SOURCES 1: -
24 | Efficient Description | 1: New ENERGY STAR dehumidifier; SOURCES 1: -
25 | Start Year | 1: #REF!; SOURCES 1: -
26 | End Year | 1: #REF!; SOURCES 1: -
27 | Building type assumed for characterization | 1: Single Family; SOURCES 1: -
28 | Units for Costs & Savings Values | bar: SOURCES 1
29 | Efficient kW ¦ MMBtu | bar: SOURCES 1
30 | Baseline kW ¦ MMBtu | bar: SOURCES 1
31 | Full Load Hours | bar: SOURCES 1
32 | kWh ¦ MMBtu Annual Savings | 1: 177.6038; SOURCES 1: -
33 | % Savings (primary fuel) | 1: 0.16738; SOURCES 1: 2,5
34 | Efficient Equip Cost | bar: SOURCES 1
35 | Baseline Equip Cost | bar: SOURCES 1
36 | Incremental Cost | 1: 42.5; SOURCES 1: -
37 | Incremental Cost per kWh ¦ MMBtu Saved | 1: 0.23839; SOURCES 1: 47
38 | bar: SOURCES 1
39 | SECONDARY END-USE FUEL IMPACTS (MMBtu/kWh), OR Elec Impacts (kWh/MMBtu) | 1: ENERGY STAR Dehumidifier; SOURCES 1: -
40 | Fossil Fuel (or Elec) Savings - increased use is negative (MMBtu/yr ¦ kWh/yr) | bar: SOURCES 1
41 | Annual Fossil Fuel (or Elec) Savings per Elec (or FF) Savings - increased is negative (MMBtu/kWh ¦ kWh/MMBtu saved) | bar: SOURCES 1
42 | bar: SOURCES 1
43 | EARLY-RETIREMENT RETROFIT MEASURE INPUTS | bar: SOURCES 1
44 | Baseline Equip. Life | bar: SOURCES 1
45 | Baseline Equip. Age | bar: SOURCES 1
46 | Baseline Cost | bar: SOURCES 1
47 | Baseline Cost per kWh ¦ MMBtu saved | bar: SOURCES 1
48 | Baseline shift savings factor (for RET) | bar: SOURCES 1
49 | bar: SOURCES 1
50 | O&M INPUTS | bar: SOURCES 1
51 | Efficient Component 1 (description) | bar: SOURCES 1
52 | Eff Component 1 Life (years) | bar: SOURCES 1
53 | Eff Component 1 Replacement Cost | bar: SOURCES 1
54 | Eff Component 1 Replacement Cost per kWh ¦ MMBtu saved | bar: SOURCES 1
55 | Efficient Component 2 (description) | bar: SOURCES 1
56 | Eff Component 2 Life (years) | bar: SOURCES 1
57 | Eff Component 2 Replacement Cost | bar: SOURCES 1
58 | Eff Component 2 Replacement Cost per kWh ¦ MMBtu saved | bar: SOURCES 1
59 | Baseline Component 1 (description) | bar: SOURCES 1
60 | Baseline Component 1 Life (years) | bar: SOURCES 1
61 | Baseline Component 1 Replacement Cost | bar: SOURCES 1
62 | Baseline Component 1 Replacement Cost per kWh ¦ MMBtu saved | bar: SOURCES 1
63 | Baseline Component 2 (description) | bar: SOURCES 1
64 | Baseline Component 2 Life (years) | bar: SOURCES 1
65 | Baseline Component 2 Replacement Cost | bar: SOURCES 1
66 | Baseline Component 2 Replacement Cost per kWh ¦ MMBtu saved | bar: SOURCES 1
67 | O&M Annual Levelized Cost ($/kWh ¦ $/MMBtu) | bar: SOURCES 1
68 | bar: SOURCES 1
69 | Water INPUTS | bar: SOURCES 1
70 | Water (gal/yr) | bar: SOURCES 1
71 | Water [gal/yr per kWh ¦ MMBtu saved] | bar: SOURCES 1
CALCULATIONS
ALGORITHMS
Unit kWh Savings per Year = (((Cap*0.473)/24)*Hours)*(1/(L/kWhb)-(1/(L/kWheff))
Unit kW Savings = UnitkWh Savings per Year * CF/Hours
| INPUTS/VARIABLES | 1: VALUE; 2: SOURCE; 3: DESCRIPTION
| CAP (pints/day) | 1: Table; 2: IL TRM V12, pg. 20-23; 3: Capacity of the unit in pints/day
| Conversion Factor (liters/pint) | 1: 0.473; 2: IL TRM V12, pg. 20-23; 3: Constant to convert pints to liters
| Hours | 1: 2200; 2: IL TRM V12, pg. 20-23; 3: Run hours per year
| L/kWhb | 1: Table; 2: IL TRM V12, pg. 20-23; 3: Liters of water per kWh removed by baseline standard efficiency unit
| L/kWheff | 1: Table; 2: IL TRM V12, pg. 20-23; 3: Liters of water per kWh removed by new ENERGY STAR unit
| CF | 1: 0.5; 2: IL TRM V12, pg. 20-23; 3: Coincidence Factor
| Measure Life | 1: 12; 2: IL TRM V12, pg. 20-23; 3: Measure life of the dehumidifier
| Incremental Cost | 1: Table; 2: IL TRM V12, pg. 20-23
REFERENCE TABLES
| Performance Characteristics | 3: L/kWhb; 4: L/kWheff; 5: L/kWheff
| Bin | 1: Min; 2: Max; 3: Min Fed Standard; 4: Min ENERGY STAR; 5: Min ENERGY STAR Most Efficient
| 1 | 1: 0; 2: 25; 3: 1.3; 4: 1.57; 5: 1.7
| 2 | 1: 25.01; 2: 50; 3: 1.6; 4: 1.8; 5: 1.9
| 3 | 1: 50.01; 2: 155; 3: 2.8; 4: 3.3; 5: 3.4
| COST | 4: 10; 5: 75
| SUBMEASURE AGGREGATION ENERGY STAR MOST EFFICIENT | SOURCES 1: Weighting
| CAP | 1: L/kWhb; 2: L/kWheff; 3: Unit kWh Savings per Year; 4: Unit Peak kW Savings; 5: Unit kW Savings; 6: Base kWh; 7: EE kWh; 8: delta kWh; 9: % Savings; 10: Incremental Cost per kWh Savings
| 20 | 1: 1.3; 2: 1.7; 3: 156.9532; 4: 0.035671; 5: 0.071342; 6: 667.0513; 7: 510.098; 8: 156.9532; 9: 23.53%; 10: 0.47785; SOURCES 1: 33.33%
| 37.5 | 1: 1.6; 2: 1.9; 3: 160.4544; 4: 0.036467; 5: 0.072934; 6: 1016.2109; 7: 855.7566; 8: 160.4544; 9: 15.79%; 10: 0.46742; SOURCES 1: 33.33%
| 102.5 | 1: 2.8; 2: 3.4; 3: 280.0985; 4: 0.063659; 5: 0.12732; 6: 1587.2247; 7: 1307.1262; 8: 280.0985; 9: 17.65%; 10: 0.26776; SOURCES 1: 33.33%
| 38.9 | 1: 1.6; 2: 1.9; 3: 166.4447; 4: 0.037828; 5: 0.075657; 6: 1054.1495; 7: 887.7048; 8: 166.4447; 9: 0.15789; 10: 0.4506
| 53.3333 | 1: 1.9; 2: 2.3333; 3: 199.1687; 4: 0.045266; 5: 0.090531; 6: 1090.1623; 7: 890.9936; 8: 199.1687; 9: 0.18989; 10: 0.40434
| SUBMEASURE AGGREGATION ENERGY STAR | SOURCES 1: Weighting
| CAP | 1: L/kWhb; 2: L/kWheff; 3: Unit kWh Savings per Year; 4: Unit Peak kW Savings; 5: Unit kW Savings; 6: Base kWh; 7: EE kWh; 8: delta kWh; 9: % Savings; 10: Incremental Cost per kWh Savings
| 20 | 1: 1.3; 2: 1.57; 3: 114.7158; 4: 0.026072; 5: 0.052144; 6: 667.0513; 7: 552.3355; 8: 114.7158; 9: 17.2%; 10: 0.087172; SOURCES 1: 33.33%
| 37.5 | 1: 1.6; 2: 1.8; 3: 112.9123; 4: 0.025662; 5: 0.051324; 6: 1016.2109; 7: 903.2986; 8: 112.9123; 9: 11.11%; 10: 0.088564; SOURCES 1: 33.33%
| 102.5 | 1: 2.8; 2: 3.3; 3: 240.4886; 4: 0.054656; 5: 0.10931; 6: 1587.2247; 7: 1346.7361; 8: 240.4886; 9: 15.15%; 10: 0.041582; SOURCES 1: 33.33%
| 38.9 | 1: 1.6; 2: 1.9; 3: 166.4447; 4: 0.037828; 5: 0.075657; 6: 1054.1495; 7: 887.7048; 8: 166.4447; 9: 0.15789; 10: 0.06008
| 53.3333 | 1: 1.9; 2: 2.2233; 3: 156.0389; 4: 0.035463; 5: 0.070927; 6: 1090.1623; 7: 934.1234; 8: 156.0389; 9: 0.14487; 10: 0.072439
Note on C114: [Threaded comment] Your version of Excel allows you to read this threaded comment; however, any edits to it will get removed if the file is opened in a newer version of Excel. Learn more: https://go.microsoft.com/fwlink/?linkid=870924 Comment: From IL TRM, source seems to be central to Midwestern states: Based on Mattison et al., “Dehumidifiers: A Major Consumer of Residential Electricity”, Cautley et al., “Dehumidification and Subslab Ventilation in Wisconsin Homes” and Yang et al., “Dehumidifier Use in the U.S. Residential Sector”, all indicating average usage around 2,200 hours per year.
Note on B132: [Threaded comment] Your version of Excel allows you to read this threaded comment; however, any edits to it will get removed if the file is opened in a newer version of Excel. Learn more: https://go.microsoft.com/fwlink/?linkid=870924 Comment: Average of the Bins in the reference table above. Practice followed by IL TRM
Note on B135: [Threaded comment] Your version of Excel allows you to read this threaded comment; however, any edits to it will get removed if the file is opened in a newer version of Excel. Learn more: https://go.microsoft.com/fwlink/?linkid=870924 Comment: IL TRM uses a different Average metric. Sourced from: Weighted Overall average based on ENERGY STAR Products List 2020 for Dehumidifiers, accessed May 2020. See sheet ESTAR2020-5 in file “ENERGY STAR Dehumidifier TRM Analysis_2021.xlsx”
Note on B140: [Threaded comment] Your version of Excel allows you to read this threaded comment; however, any edits to it will get removed if the file is opened in a newer version of Excel. Learn more: https://go.microsoft.com/fwlink/?linkid=870924 Comment: Average of the Bins in the reference table above. Practice followed by IL TRM
Note on B143: [Threaded comment] Your version of Excel allows you to read this threaded comment; however, any edits to it will get removed if the file is opened in a newer version of Excel. Learn more: https://go.microsoft.com/fwlink/?linkid=870924 Comment: IL TRM uses a different Average metric. Sourced from: Weighted Overall average based on ENERGY STAR Products List 2020 for Dehumidifiers, accessed May 2020. See sheet ESTAR2020-5 in file “ENERGY STAR Dehumidifier TRM Analysis_2021.xlsx”

## CI Electric Oven and Range
| MEASURE GROUP DEFINITION |  |  |  | REGION | #REF!
| INPUT CELLS | CALCULATED CELLS
| MEASURE NAME | [10 empty] | TAB NAMING LOOKUPS (DEFINED BY OVERALL PROJECT, NOT SPECIFIC MEASURE)
| Short Name (Same as Tab Name!) | Long Name | Sector (full name) | Life | Life Source | [6 empty] | Fuel Type
| CI Electric Oven and Range | CI Electric Oven and Range | C&I | 0 | [7 empty] | Fuel | Electric | Gas | Oil | Propane
[12 empty] | Abbreviation | E | G | O | P
| TAB BREAKOUT |  |  |  |  | [PULL FORMULA DOWN] | [PULL FORMULA DOWN]
# | Primary Fuel | Secondary Fuel (blank OK) | End Use | Market (RET or MD) | Custom Field (blank OK) | Fuel Abbreviations | End Use Abbr. | UNIQUE MEASURE NAME | Long Name |  |  | Sector
1 | Electric |  | Cooking | MD |  | E | Cook | CI Electric Oven and Range_CI, E - Cook (MD) | CI Electric Oven and Range |  |  | Sector | Residential | C&I
2 | Propane |  | Cooking | MD |  | P | Cook | CI Electric Oven and Range_CI, P - Cook (MD) | CI Electric Oven and Range |  |  | Abbreviation | Res | CI
3
4 | [11 empty] | Market
5 | [11 empty] | Market | Retrofit | Market-Driven
6 | [11 empty] | Abbreviation | RET | MD
7
8 | [11 empty] | Building Types
9 | [11 empty] | Building Types | Single Family | Multifamily | LI Single Family | LI Multifamily | Small Education - College/University | Small Education - Other | Small Grocery | Small Health - Hospital | Small Health - Other | Small Industrial Manufacturing | Small Institutional/Public Service | Small Lodging | Small Miscellaneous/Other | Small Office | Small Restaurant | Small Retail | Small Warehouse | Large Education - College/University | Large Education - Other | Large Grocery | Large Health - Hospital | Large Health - Other | Large Industrial Manufacturing | Large Institutional/Public Service | Large Lodging | Large Miscellaneous/Other | Large Office | Large Restaurant | Large Retail | Large Warehouse
10
End Use
[12 empty] | End Use | Appliances | Cooking | Cooling | Exterior Lighting | Interior Lighting | Other | Plug Loads | Refrigeration | Space Heating | Ventilation | Water Heating | Drives | Motors and VFDs | Compressed Air Systems | Process Cooling and Refrigeration | Process Heating | Total Electric | Total Gas
[12 empty] | Abbreviation | Appl | Cook | Cool | ExtL | IntL | Oth | Plug | Refr | Heat | Vent | HWat | Driv | Motr | CAS | PrC | PrH | TotE | TotG
KEY FOR MEASURE DATA ROWS
CALCULATED FIELD
ENTER MANUALLY OR FORMULAICALLY FROM CALCULATIONS SECTION
MEASURE DATA
SOURCES
| GENERAL ('Measures' Sheet) INPUTS | 1 | 2 | 3 | 4 | 5 | 6 | 7 | 8 | 9 | 10 | 1 | 2 | 3 | 4 | 5 | 6 | 7 | 8 | 9 | 10
1 | Measure Name | 1: CI Electric Oven and Range_CI, E - Cook (MD); 2: CI Electric Oven and Range_CI, P - Cook (MD); SOURCES 1: CI Electric Oven and Range_CI, E - Cook (MD); SOURCES 2: CI Electric Oven and Range_CI, P - Cook (MD)
2 | Measure Long Name | 1: CI Electric Oven and Range; 2: CI Electric Oven and Range; SOURCES 1: -; SOURCES 2: -
3 | Parent Measure Name | 1: CI Electric Oven and Range_CI, E - Cook (MD); 2: CI Electric Oven and Range_CI, P - Cook (MD); SOURCES 1: -; SOURCES 2: -
4 | Parent Measure Long Name | 1: CI Electric Oven and Range; 2: CI Electric Oven and Range; SOURCES 1: -; SOURCES 2: -
5 | Sector | 1: C&I; 2: C&I; SOURCES 1: -; SOURCES 2: -
6 | Description | 1: Replacement of failed or working electric ovens and ranges with new high efficiency ovens and ranges.; 2: Replacement of failed or working electric ovens and ranges with new high efficiency ovens and ranges.; SOURCES 1: -; SOURCES 2: -
7 | Life | 1: 0; 2: 0; SOURCES 1: -; SOURCES 2: -
8 | Exist. Life | bar: SOURCES 1 to SOURCES 2
9 | Primary Fuel | 1: E; 2: Prp; SOURCES 1: -; SOURCES 2: -
10 | Secondary Fuel | bar: SOURCES 1 to SOURCES 2
11 | Primary Fuel End Use | 1: Cooking; 2: Cooking; SOURCES 1: -; SOURCES 2: -
12 | Secondary Fuel End Use | bar: SOURCES 1 to SOURCES 2
13 | Elec Load Shape | bar: SOURCES 1 to SOURCES 2
14 | Fuel Switch (Y/N) | bar: SOURCES 1 to SOURCES 2
15 | Waste Heat Adjust. (Y/N) | bar: SOURCES 1 to SOURCES 2
16 | Depends On | bar: SOURCES 1 to SOURCES 2
17 | Links With | bar: SOURCES 1 to SOURCES 2
18 | Mutual Exclusivity | bar: SOURCES 1 to SOURCES 2
19 | bar: SOURCES 1 to SOURCES 2
20 | GENERAL ('MeasChars' Sheet) INPUTS | 1: CI Electric Oven and Range; 2: CI Electric Oven and Range; SOURCES 1: -; SOURCES 2: -
21 | Mkt (MD or RET) | bar: 1 to SOURCES 2
22 | Target Markets (NC, RENO, REPL, RET) | 1: #REF!; 2: #REF!; SOURCES 1: -; SOURCES 2: -
23 | Baseline Description | 1: Baseline code minimum Oven; 2: Baseline code minimum Oven; SOURCES 1: -; SOURCES 2: -
24 | Efficient Description | 1: ENERGY STAR Ovens; 2: ENERGY STAR Ovens; SOURCES 1: -; SOURCES 2: -
25 | Start Year | 1: #REF!; 2: #REF!; SOURCES 1: -; SOURCES 2: -
26 | End Year | 1: #REF!; 2: #REF!; SOURCES 1: -; SOURCES 2: -
27 | Building type assumed for characterization | 1: Small Restaurant; 2: Small Restaurant; SOURCES 1: -; SOURCES 2: -
28 | Units for Costs & Savings Values | bar: SOURCES 1 to SOURCES 2
29 | Efficient kW ¦ MMBtu | bar: SOURCES 1 to SOURCES 2
30 | Baseline kW ¦ MMBtu | bar: SOURCES 1 to SOURCES 2
31 | Full Load Hours | bar: SOURCES 1 to SOURCES 2
32 | kWh ¦ MMBtu Annual Savings | 1: 0; 2: 0; SOURCES 1: -; SOURCES 2: -
33 | % Savings (primary fuel) | 1: 0; 2: 0; SOURCES 1: 3; SOURCES 2: 62
34 | Efficient Equip Cost | bar: SOURCES 1 to SOURCES 2
35 | Baseline Equip Cost | bar: SOURCES 1 to SOURCES 2
36 | Incremental Cost | 1: 0; 2: 0; SOURCES 1: -; SOURCES 2: -
37 | Incremental Cost per kWh ¦ MMBtu Saved | 1: 0; 2: 0; SOURCES 1: 22; SOURCES 2: 16
38 | bar: SOURCES 1 to SOURCES 2
39 | SECONDARY END-USE FUEL IMPACTS (MMBtu/kWh), OR Elec Impacts (kWh/MMBtu) | 1: CI Electric Oven and Range; 2: CI Electric Oven and Range; SOURCES 1: -; SOURCES 2: -
40 | Fossil Fuel (or Elec) Savings - increased use is negative (MMBtu/yr ¦ kWh/yr) | bar: SOURCES 1 to SOURCES 2
41 | Annual Fossil Fuel (or Elec) Savings per Elec (or FF) Savings - increased is negative (MMBtu/kWh ¦ kWh/MMBtu saved) | bar: SOURCES 1 to SOURCES 2
42 | bar: SOURCES 1 to SOURCES 2
43 | EARLY-RETIREMENT RETROFIT MEASURE INPUTS | bar: SOURCES 1 to SOURCES 2
44 | Baseline Equip. Life | bar: SOURCES 1 to SOURCES 2
45 | Baseline Equip. Age | bar: SOURCES 1 to SOURCES 2
46 | Baseline Cost | bar: SOURCES 1 to SOURCES 2
47 | Baseline Cost per kWh ¦ MMBtu saved | bar: SOURCES 1 to SOURCES 2
48 | Baseline shift savings factor (for RET) | bar: SOURCES 1 to SOURCES 2
49 | bar: SOURCES 1 to SOURCES 2
50 | O&M INPUTS | bar: SOURCES 1 to SOURCES 2
51 | Efficient Component 1 (description) | bar: SOURCES 1 to SOURCES 2
52 | Eff Component 1 Life (years) | bar: SOURCES 1 to SOURCES 2
53 | Eff Component 1 Replacement Cost | bar: SOURCES 1 to SOURCES 2
54 | Eff Component 1 Replacement Cost per kWh ¦ MMBtu saved | bar: SOURCES 1 to SOURCES 2
55 | Efficient Component 2 (description) | bar: SOURCES 1 to SOURCES 2
56 | Eff Component 2 Life (years) | bar: SOURCES 1 to SOURCES 2
57 | Eff Component 2 Replacement Cost | bar: SOURCES 1 to SOURCES 2
58 | Eff Component 2 Replacement Cost per kWh ¦ MMBtu saved | bar: SOURCES 1 to SOURCES 2
59 | Baseline Component 1 (description) | bar: SOURCES 1 to SOURCES 2
60 | Baseline Component 1 Life (years) | bar: SOURCES 1 to SOURCES 2
61 | Baseline Component 1 Replacement Cost | bar: SOURCES 1 to SOURCES 2
62 | Baseline Component 1 Replacement Cost per kWh ¦ MMBtu saved | bar: SOURCES 1 to SOURCES 2
63 | Baseline Component 2 (description) | bar: SOURCES 1 to SOURCES 2
64 | Baseline Component 2 Life (years) | bar: SOURCES 1 to SOURCES 2
65 | Baseline Component 2 Replacement Cost | bar: SOURCES 1 to SOURCES 2
66 | Baseline Component 2 Replacement Cost per kWh ¦ MMBtu saved | bar: SOURCES 1 to SOURCES 2
67 | O&M Annual Levelized Cost ($/kWh ¦ $/MMBtu) | bar: SOURCES 1 to SOURCES 2
68 | bar: SOURCES 1 to SOURCES 2
69 | Water INPUTS | bar: SOURCES 1 to SOURCES 2
70 | Water (gal/yr) | bar: SOURCES 1 to SOURCES 2
71 | Water [gal/yr per kWh ¦ MMBtu saved] | bar: SOURCES 1 to SOURCES 2
∆kWh = (∆CookingEnergyConvElec + ∆CookingEnergySteamElec + ∆IdleEnergyConvElec + ∆IdleEnergySteamElec + ∆PreHeatEnergyElec) * Days / 1,000
∆CookingEnergyConvElec = LBElec * (EFOODConvElec / ElecEFFConvBase - EFOODConvElec / ElecEFFConvEE) * %Conv
∆CookingEnergySteamElec = LBElec * (EFOODSteamElec / ElecEFFSteamBase – EFOODSteamElec / ElecEFFSteamEE) * %Steam
∆IdleEnergyConvElec = [(ElecIDLEConvBase * ((HOURS – LBElec/ElecPCConvBase) * %Conv)) - (ElecIDLEConvEE * ((HOURS - LBElec/ElecPCConvEE) * %Conv))]
∆IdleEnergySteamElec = [(ElecIDLESteamBase * ((HOURS – LBElec/ElecPCSteamBase) * %Steam)) - (ElecIDLESteamEE * ((HOURS - LBElec/ElecPCSteamEE) * %Steam))]
∆PreHeatEnergyElec = PreheatBaseElec - PreheatEEElec
CALCULATIONS
<15
>=15
>=30
<15
>=15
>=30
Note on C174: [Threaded comment] Your version of Excel allows you to read this threaded comment; however, any edits to it will get removed if the file is opened in a newer version of Excel. Learn more: https://go.microsoft.com/fwlink/?linkid=870924 Comment: Values are from the MN TRM, PR level splits and other baseline study information needed.
Note on T183: [Threaded comment] Your version of Excel allows you to read this threaded comment; however, any edits to it will get removed if the file is opened in a newer version of Excel. Learn more: https://go.microsoft.com/fwlink/?linkid=870924 Comment: CF has been averaged against available Location types. Likely needs a study to give a PR level distribution against End Use Locations
Note on Q190: [Threaded comment] Your version of Excel allows you to read this threaded comment; however, any edits to it will get removed if the file is opened in a newer version of Excel. Learn more: https://go.microsoft.com/fwlink/?linkid=870924 Comment: CF has been averaged against available Location types. Likely needs a study to give a PR level distribution against End Use Locations

## CI Combination Oven
| MEASURE GROUP DEFINITION |  |  |  | REGION | #REF!
| INPUT CELLS | CALCULATED CELLS
| MEASURE NAME | [10 empty] | TAB NAMING LOOKUPS (DEFINED BY OVERALL PROJECT, NOT SPECIFIC MEASURE)
| Short Name (Same as Tab Name!) | Long Name | Sector (full name) | Life | Life Source | [6 empty] | Fuel Type
| CI Combination Oven | ENERGY STAR Combination Ovens | C&I | 12 | IL TRM V12 | [6 empty] | Fuel | Electric | Gas | Oil | Propane
[12 empty] | Abbreviation | E | G | O | P
| TAB BREAKOUT |  |  |  |  | [PULL FORMULA DOWN] | [PULL FORMULA DOWN]
# | Primary Fuel | Secondary Fuel (blank OK) | End Use | Market (RET or MD) | Custom Field (blank OK) | Fuel Abbreviations | End Use Abbr. | UNIQUE MEASURE NAME | Long Name |  |  | Sector
1 | Electric |  | Cooking | MD |  | E | Cook | CI Combination Oven_CI, E - Cook (MD) | ENERGY STAR Combination Ovens |  |  | Sector | Residential | C&I
2 | Propane |  | Cooking | MD |  | P | Cook | CI Combination Oven_CI, P - Cook (MD) | ENERGY STAR Combination Ovens |  |  | Abbreviation | Res | CI
3
4 | [11 empty] | Market
5 | [11 empty] | Market | Retrofit | Market-Driven
6 | [11 empty] | Abbreviation | RET | MD
7
8 | [11 empty] | Building Types
9 | [11 empty] | Building Types | Single Family | Multifamily | LI Single Family | LI Multifamily | Small Education - College/University | Small Education - Other | Small Grocery | Small Health - Hospital | Small Health - Other | Small Industrial Manufacturing | Small Institutional/Public Service | Small Lodging | Small Miscellaneous/Other | Small Office | Small Restaurant | Small Retail | Small Warehouse | Large Education - College/University | Large Education - Other | Large Grocery | Large Health - Hospital | Large Health - Other | Large Industrial Manufacturing | Large Institutional/Public Service | Large Lodging | Large Miscellaneous/Other | Large Office | Large Restaurant | Large Retail | Large Warehouse
10
End Use
[12 empty] | End Use | Appliances | Cooking | Cooling | Exterior Lighting | Interior Lighting | Other | Plug Loads | Refrigeration | Space Heating | Ventilation | Water Heating | Drives | Motors and VFDs | Compressed Air Systems | Process Cooling and Refrigeration | Process Heating | Total Electric | Total Gas
[12 empty] | Abbreviation | Appl | Cook | Cool | ExtL | IntL | Oth | Plug | Refr | Heat | Vent | HWat | Driv | Motr | CAS | PrC | PrH | TotE | TotG
KEY FOR MEASURE DATA ROWS
CALCULATED FIELD
ENTER MANUALLY OR FORMULAICALLY FROM CALCULATIONS SECTION
MEASURE DATA
SOURCES
| GENERAL ('Measures' Sheet) INPUTS | 1 | 2 | 3 | 4 | 5 | 6 | 7 | 8 | 9 | 10 | 1 | 2 | 3 | 4 | 5 | 6 | 7 | 8 | 9 | 10
1 | Measure Name | 1: CI Combination Oven_CI, E - Cook (MD); 2: CI Combination Oven_CI, P - Cook (MD); SOURCES 1: CI Combination Oven_CI, E - Cook (MD); SOURCES 2: CI Combination Oven_CI, P - Cook (MD)
2 | Measure Long Name | 1: ENERGY STAR Combination Ovens; 2: ENERGY STAR Combination Ovens; SOURCES 1: -; SOURCES 2: -
3 | Parent Measure Name | 1: CI Combination Oven_CI, E - Cook (MD); 2: CI Combination Oven_CI, P - Cook (MD); SOURCES 1: -; SOURCES 2: -
4 | Parent Measure Long Name | 1: ENERGY STAR Combination Ovens; 2: ENERGY STAR Combination Ovens; SOURCES 1: -; SOURCES 2: -
5 | Sector | 1: C&I; 2: C&I; SOURCES 1: -; SOURCES 2: -
6 | Description | 1: Replacement of failed or working electric ovens and ranges with new high efficiency ovens and ranges.; 2: Replacement of failed or working electric ovens and ranges with new high efficiency ovens and ranges.; SOURCES 1: -; SOURCES 2: -
7 | Life | 1: 12; 2: 12; SOURCES 1: -; SOURCES 2: -
8 | Exist. Life | bar: SOURCES 1 to SOURCES 2
9 | Primary Fuel | 1: E; 2: Prp; SOURCES 1: -; SOURCES 2: -
10 | Secondary Fuel | bar: 1 to SOURCES 2
11 | Primary Fuel End Use | 1: Cooking; 2: Cooking; SOURCES 1: -; SOURCES 2: -
12 | Secondary Fuel End Use | bar: SOURCES 1 to SOURCES 2
13 | Elec Load Shape | bar: SOURCES 1 to SOURCES 2
14 | Fuel Switch (Y/N) | bar: SOURCES 1 to SOURCES 2
15 | Waste Heat Adjust. (Y/N) | bar: SOURCES 1 to SOURCES 2
16 | Depends On | bar: SOURCES 1 to SOURCES 2
17 | Links With | bar: SOURCES 1 to SOURCES 2
18 | Mutual Exclusivity | bar: SOURCES 1 to SOURCES 2
19 | bar: SOURCES 1 to SOURCES 2
20 | GENERAL ('MeasChars' Sheet) INPUTS | 1: ENERGY STAR Combination Ovens; 2: ENERGY STAR Combination Ovens; SOURCES 1: -; SOURCES 2: -
21 | Mkt (MD or RET) | bar: 1 to SOURCES 2
22 | Target Markets (NC, RENO, REPL, RET) | 1: #REF!; 2: #REF!; SOURCES 1: -; SOURCES 2: -
23 | Baseline Description | 1: Baseline code minimum Oven; 2: Baseline code minimum Oven; SOURCES 1: -; SOURCES 2: -
24 | Efficient Description | 1: ENERGY STAR Ovens; 2: ENERGY STAR Ovens; SOURCES 1: -; SOURCES 2: -
25 | Start Year | 1: #REF!; 2: #REF!; SOURCES 1: -; SOURCES 2: -
26 | End Year | 1: #REF!; 2: #REF!; SOURCES 1: -; SOURCES 2: -
27 | Building type assumed for characterization | 1: Small Restaurant; 2: Small Restaurant; SOURCES 1: -; SOURCES 2: -
28 | Units for Costs & Savings Values | bar: SOURCES 1 to SOURCES 2
29 | Efficient kW ¦ MMBtu | bar: SOURCES 1 to SOURCES 2
30 | Baseline kW ¦ MMBtu | bar: SOURCES 1 to SOURCES 2
31 | Full Load Hours | bar: SOURCES 1 to SOURCES 2
32 | kWh ¦ MMBtu Annual Savings | 1: 2538.8534; 2: 79.9173; SOURCES 1: -; SOURCES 2: -
33 | % Savings (primary fuel) | 1: 8.6766; 2: 0.54355; SOURCES 1: 3; SOURCES 2: 62
34 | Efficient Equip Cost | bar: SOURCES 1 to SOURCES 2
35 | Baseline Equip Cost | bar: SOURCES 1 to SOURCES 2
36 | Incremental Cost | 1: 2782.6667; 2: 4659.3333; SOURCES 1: -; SOURCES 2: -
37 | Incremental Cost per kWh ¦ MMBtu Saved | 1: 1.1216; 2: 58.0358; SOURCES 1: 22; SOURCES 2: 16
38 | bar: SOURCES 1 to SOURCES 2
39 | SECONDARY END-USE FUEL IMPACTS (MMBtu/kWh), OR Elec Impacts (kWh/MMBtu) | 1: ENERGY STAR Combination Ovens; 2: ENERGY STAR Combination Ovens; SOURCES 1: -; SOURCES 2: -
40 | Fossil Fuel (or Elec) Savings - increased use is negative (MMBtu/yr ¦ kWh/yr) | bar: SOURCES 1 to SOURCES 2
41 | Annual Fossil Fuel (or Elec) Savings per Elec (or FF) Savings - increased is negative (MMBtu/kWh ¦ kWh/MMBtu saved) | bar: SOURCES 1 to SOURCES 2
42 | bar: SOURCES 1 to SOURCES 2
43 | EARLY-RETIREMENT RETROFIT MEASURE INPUTS | bar: SOURCES 1 to SOURCES 2
44 | Baseline Equip. Life | bar: SOURCES 1 to SOURCES 2
45 | Baseline Equip. Age | bar: SOURCES 1 to SOURCES 2
46 | Baseline Cost | bar: SOURCES 1 to SOURCES 2
47 | Baseline Cost per kWh ¦ MMBtu saved | bar: SOURCES 1 to SOURCES 2
48 | Baseline shift savings factor (for RET) | bar: SOURCES 1 to SOURCES 2
49 | bar: SOURCES 1 to SOURCES 2
50 | O&M INPUTS | bar: SOURCES 1 to SOURCES 2
51 | Efficient Component 1 (description) | bar: SOURCES 1 to SOURCES 2
52 | Eff Component 1 Life (years) | bar: SOURCES 1 to SOURCES 2
53 | Eff Component 1 Replacement Cost | bar: SOURCES 1 to SOURCES 2
54 | Eff Component 1 Replacement Cost per kWh ¦ MMBtu saved | bar: SOURCES 1 to SOURCES 2
55 | Efficient Component 2 (description) | bar: SOURCES 1 to SOURCES 2
56 | Eff Component 2 Life (years) | bar: SOURCES 1 to SOURCES 2
57 | Eff Component 2 Replacement Cost | bar: SOURCES 1 to SOURCES 2
58 | Eff Component 2 Replacement Cost per kWh ¦ MMBtu saved | bar: SOURCES 1 to SOURCES 2
59 | Baseline Component 1 (description) | bar: SOURCES 1 to SOURCES 2
60 | Baseline Component 1 Life (years) | bar: SOURCES 1 to SOURCES 2
61 | Baseline Component 1 Replacement Cost | bar: SOURCES 1 to SOURCES 2
62 | Baseline Component 1 Replacement Cost per kWh ¦ MMBtu saved | bar: SOURCES 1 to SOURCES 2
63 | Baseline Component 2 (description) | bar: SOURCES 1 to SOURCES 2
64 | Baseline Component 2 Life (years) | bar: SOURCES 1 to SOURCES 2
65 | Baseline Component 2 Replacement Cost | bar: SOURCES 1 to SOURCES 2
66 | Baseline Component 2 Replacement Cost per kWh ¦ MMBtu saved | bar: SOURCES 1 to SOURCES 2
67 | O&M Annual Levelized Cost ($/kWh ¦ $/MMBtu) | bar: SOURCES 1 to SOURCES 2
68 | bar: SOURCES 1 to SOURCES 2
69 | Water INPUTS | bar: SOURCES 1 to SOURCES 2
70 | Water (gal/yr) | bar: SOURCES 1 to SOURCES 2
71 | Water [gal/yr per kWh ¦ MMBtu saved] | bar: SOURCES 1 to SOURCES 2
∆kWh = (∆CookingEnergyConvElec + ∆CookingEnergySteamElec + ∆IdleEnergyConvElec + ∆IdleEnergySteamElec + ∆PreHeatEnergyElec) * Days / 1,000
∆CookingEnergyConvElec = LBElec * (EFOODConvElec / ElecEFFConvBase - EFOODConvElec / ElecEFFConvEE) * %Conv
∆CookingEnergySteamElec = LBElec * (EFOODSteamElec / ElecEFFSteamBase – EFOODSteamElec / ElecEFFSteamEE) * %Steam
∆IdleEnergyConvElec = [(ElecIDLEConvBase * ((HOURS – LBElec/ElecPCConvBase) * %Conv)) - (ElecIDLEConvEE * ((HOURS - LBElec/ElecPCConvEE) * %Conv))]
∆IdleEnergySteamElec = [(ElecIDLESteamBase * ((HOURS – LBElec/ElecPCSteamBase) * %Steam)) - (ElecIDLESteamEE * ((HOURS - LBElec/ElecPCSteamEE) * %Steam))]
∆PreHeatEnergyElec = PreheatBaseElec - PreheatEEElec
CALCULATIONS
| Lbelec | 1: Table; 2: IL TRM V12 pg. 87-97
| EFOODconvelec | 1: 73.2; 2: IL TRM V12 pg. 87-97
| EFOODconvGas | 1: 250; 2: IL TRM V12 pg. 87-97
| Eleceff | 1: Table; 2: IL TRM V12 pg. 87-97
| %Conv | 1: 50%; 2: IL TRM V12 pg. 87-97
| EFOODsteamelec | 1: 30.8; 2: IL TRM V12 pg. 87-97
| EFOODsteamGas | 1: 105; 2: IL TRM V12 pg. 87-97
| %Steam | 1: 50%; 2: IL TRM V12 pg. 87-97
| Elecidlebase | 1: Table; 2: IL TRM V12 pg. 87-97
| Hours | 1: 12; 2: IL TRM V12 pg. 87-97
| Elecpcbase | 1: Table; 2: IL TRM V12 pg. 87-97
| Elecidleconvee | 1: Table; 2: IL TRM V12 pg. 87-97
| Elecpcee | 1: Table; 2: IL TRM V12 pg. 87-97
| Preheatbaselec | 1: Table; 2: IL TRM V12 pg. 87-97
| Preheateeelec | 1: 365; 2: IL TRM V12 pg. 87-97
| Measure Life | 1: 12; 2: IL TRM V12 pg. 87-97
| Days | 1: 365; 2: IL TRM V12 pg. 87-97
| Pans | 1: Lbelec; 2: Elec Incremental Cost; 3: Lbgas; 4: Gas Incremental Cost
| <15 | 1: 200; 2: 2269; 3: 200; 4: 3932
| >=15 | 1: 250; 2: 2281; 3: 250; 4: 4217
| >=30 | 1: 250; 2: 3798; 3: 400; 4: 5829
| eff | 1: EleceffBase; 2: EleceffEE; 3: GaseffBase; 4: GaseffEE
| Conventional | 1: 0.72; 2: 0.78; 3: 0.49; 4: 0.57
| Steam | 1: 0.52; 2: 0.55; 3: 0.37; 4: 0.41
| Pans | 1: Elecidleconvbase; 2: Elecidlesteambase; 3: GasidleconvBase; 4: GasidlesteamBase
| <15 | 1: 1754; 2: 5260; 3: 9840; 4: 24003
| >=15 | 1: 2966; 2: 8866; 3: 11734; 4: 27795
| >=30 | 1: 4418; 2: 11875; 3: 15376; 4: 27957
| Pans | 1: Elecpcconvbase; 2: Elecpcsteambase; 3: GaspcconvBase; 4: GaspcsteamBase
| <15 | 1: 79; 2: 126; 3: 125; 4: 195
| >=15 | 1: 166; 2: 295; 3: 176; 4: 211
| >=30 | 1: 166; 2: 295; 3: 392; 4: 579
| Pans | 1: Elecidleconvee; 2: GasidleconvEE
| 5 to 40 | 1: (0.083*Pans+0.35)*1000; 2: (140*P)+3800
| 3 to 4 | 1: (0.05*Pans+0.55)*1000
| Pans | 1: Elecpcconvee; 2: Elecpcsteamee; 3: GaspcconvEE; 4: GaspcsteamEE
| <15 | 1: 119; 2: 177; 3: 124; 4: 172
| >=15 | 1: 201; 2: 349; 3: 210; 4: 277
| >=30 | 1: 201; 2: 349; 3: 394; 4: 640
| Pans | 1: Elecidlesteamee; 2: GasidlesteamEE
| 5 to 40 | 1: (0.133*Pans+0.64)*1000; 2: (200*P)+6511
| 3 to 4 | 1: (0.60*Pans)*1000
| Pans | 1: Preheatbaseelec; 2: PreheatbaseGas
| <15 | 1: 1635; 2: 10964
| >=15 | 1: 3146; 2: 15844
| >=30 | 1: 3146; 2: 15844
| Pans | 1: Preheateeelec; 2: PreheateeGas
| <15 | 1: 997; 2: 4467
| >=15 | 1: 1633; 2: 10638
| >=30 | 1: 1633; 2: 10638
Location | bar: 1
| Fast Food Limited Menu | 1: 0.32
| Fast Food Expanded Menu | 1: 0.41
| Pizza | 1: 0.46
| Full Service Limited Menu | 1: 0.51
| Full Service Expanded Menu | 1: 0.36
| Cafeteria | 1: 0.39
Submeasure aggregation Electric
| Pans | Lbelec | ∆CookingEnergyConvElec Base | ∆CookingEnergySteamElec Base | ∆IdleEnergyConvElec Base | ∆IdleEnergySteamElec Base | ∆PreHeatBaseElec | ∆CookingEnergyConvElec EE | ∆CookingEnergySteamElec EE | ∆IdleEnergyConvElec EE | ∆IdleEnergySteamElec EE | ∆PreHeatEEElec | delCookingENergyConvELec | ∆CookingEnergySteamElec | ∆IdleEnergyConvElec | ∆IdleEnergySteamElec | ∆PreHeatElec | delkWh | Peak kW | % Savings | Incremental Cost | Incremental Cost/kWh | Weighting
<15 | 12 | 200 | 10166.6667 | 5923.0769 | 8.3037 | 27.3854 | 1635 | 9384.6154 | 5600 | 6.9449 | 12.1527 | 997 | 782.0513 | 323.0769 | 1.3588 | 15.2327 | 638 | 1759.7197 | 0.059879 | 1009% | 2269 | 1.2894 | 0.33333
>=15 | 23 | 250 | 12708.3333 | 7403.8462 | 15.5626 | 49.4392 | 3146 | 11730.7692 | 7000 | 12.1491 | 20.8691 | 1633 | 977.5641 | 403.8462 | 3.4134 | 28.5701 | 1513 | 2926.3938 | 0.099579 | 797% | 2281 | 0.77946 | 0.33333
>=30 | 40 | 250 | 12708.3333 | 7403.8462 | 23.1812 | 66.2182 | 3146 | 11730.7692 | 7000 | 19.7377 | 33.6253 | 1633 | 977.5641 | 403.8462 | 3.4435 | 32.5929 | 1513 | 2930.4467 | 0.099717 | 796.7% | 3798 | 1.296 | 0.33333
| WEIGHTED AVERAGE | SOURCES 7: 2538.8534; SOURCES 8: 0.086392; SOURCES 9: 8.6766; SOURCES 10: 2782.6667 | 1.1216
Submeasure aggregation Fuel switching
| Pans | Lbgas | ∆CookingEnergyConvGas Base | ∆CookingEnergySteamGas Base | ∆IdleEnergyConvGas Base | ∆IdleEnergySteamGas Base | ∆PreHeatBaseGas | ∆CookingEnergyConvElec EE | ∆CookingEnergySteamElec EE | ∆IdleEnergyConvElec EE | ∆IdleEnergySteamElec EE | ∆PreHeatEEElec | GasConsumptionReplaced | ElectricConsumptionAdded | delMMBtu |  | % Savings | Incremental Cost | Incremental Cost/MMBtu | Weighting
<15 | 12 | 200 | 51020.4082 | 28378.3784 | 110208 | 131708.7692 | 10964 | 9384.6154 | 5600 | 6944.9076 | 12152.7232 | 997 | 121.282 | 43.687 | 77.595 |  | 63.98% | 3932 | 50.6733 | 0.33333
>=15 | 23 | 250 | 63775.5102 | 35472.973 | 132474.1932 | 150303.7678 | 15844 | 11730.7692 | 7000 | 12149.1493 | 20869.1433 | 1633 | 145.2227 | 66.481 | 78.7418 |  | 54.22% | 4217 | 53.5548 | 0.33333
>=30 | 40 | 400 | 102040.8163 | 56756.7568 | 176667.102 | 158085.0052 | 15844 | 18769.2308 | 11200 | 18368.2587 | 32344.5272 | 1633 | 185.9287 | 102.5135 | 83.4152 |  | 44.86% | 5829 | 69.8793 | 0.33333
| WEIGHTED AVERAGE | SOURCES 4: 79.9173; SOURCES 5: 0; SOURCES 6: 0.54355; SOURCES 7: 4659.3333; SOURCES 8: 58.0358
Note on C174: [Threaded comment] Your version of Excel allows you to read this threaded comment; however, any edits to it will get removed if the file is opened in a newer version of Excel. Learn more: https://go.microsoft.com/fwlink/?linkid=870924 Comment: Values are from the MN TRM, PR level splits and other baseline study information needed.
Note on T183: [Threaded comment] Your version of Excel allows you to read this threaded comment; however, any edits to it will get removed if the file is opened in a newer version of Excel. Learn more: https://go.microsoft.com/fwlink/?linkid=870924 Comment: CF has been averaged against available Location types. Likely needs a study to give a PR level distribution against End Use Locations
Note on Q190: [Threaded comment] Your version of Excel allows you to read this threaded comment; however, any edits to it will get removed if the file is opened in a newer version of Excel. Learn more: https://go.microsoft.com/fwlink/?linkid=870924 Comment: CF has been averaged against available Location types. Likely needs a study to give a PR level distribution against End Use Locations

## CI ES Convection Oven
| MEASURE GROUP DEFINITION |  |  |  | REGION | #REF!
| INPUT CELLS | CALCULATED CELLS
| MEASURE NAME | [10 empty] | TAB NAMING LOOKUPS (DEFINED BY OVERALL PROJECT, NOT SPECIFIC MEASURE)
| Short Name (Same as Tab Name!) | Long Name | Sector (full name) | Life | Life Source | [6 empty] | Fuel Type
| CI ES Convection Oven | ENERGY STAR Convection Ovens | C&I | 12 | IL TRM V12 | [6 empty] | Fuel | Electric | Gas | Oil | Propane
[12 empty] | Abbreviation | E | G | O | P
| TAB BREAKOUT |  |  |  |  | [PULL FORMULA DOWN] | [PULL FORMULA DOWN]
# | Primary Fuel | Secondary Fuel (blank OK) | End Use | Market (RET or MD) | Custom Field (blank OK) | Fuel Abbreviations | End Use Abbr. | UNIQUE MEASURE NAME | Long Name |  |  | Sector
1 | Electric |  | Cooking | MD |  | E | Cook | CI ES Convection Oven_CI, E - Cook (MD) | ENERGY STAR Convection Ovens |  |  | Sector | Residential | C&I
2 | Propane |  | Cooking | MD |  | P | Cook | CI ES Convection Oven_CI, P - Cook (MD) | ENERGY STAR Convection Ovens |  |  | Abbreviation | Res | CI
3
4 | [11 empty] | Market
5 | [11 empty] | Market | Retrofit | Market-Driven
6 | [11 empty] | Abbreviation | RET | MD
7
8 | [11 empty] | Building Types
9 | [11 empty] | Building Types | Single Family | Multifamily | LI Single Family | LI Multifamily | Small Education - College/University | Small Education - Other | Small Grocery | Small Health - Hospital | Small Health - Other | Small Industrial Manufacturing | Small Institutional/Public Service | Small Lodging | Small Miscellaneous/Other | Small Office | Small Restaurant | Small Retail | Small Warehouse | Large Education - College/University | Large Education - Other | Large Grocery | Large Health - Hospital | Large Health - Other | Large Industrial Manufacturing | Large Institutional/Public Service | Large Lodging | Large Miscellaneous/Other | Large Office | Large Restaurant | Large Retail | Large Warehouse
10
End Use
[12 empty] | End Use | Appliances | Cooking | Cooling | Exterior Lighting | Interior Lighting | Other | Plug Loads | Refrigeration | Space Heating | Ventilation | Water Heating | Drives | Motors and VFDs | Compressed Air Systems | Process Cooling and Refrigeration | Process Heating | Total Electric | Total Gas
[12 empty] | Abbreviation | Appl | Cook | Cool | ExtL | IntL | Oth | Plug | Refr | Heat | Vent | HWat | Driv | Motr | CAS | PrC | PrH | TotE | TotG
KEY FOR MEASURE DATA ROWS
CALCULATED FIELD
ENTER MANUALLY OR FORMULAICALLY FROM CALCULATIONS SECTION
MEASURE DATA
SOURCES
| GENERAL ('Measures' Sheet) INPUTS | 1 | 2 | 3 | 4 | 5 | 6 | 7 | 8 | 9 | 10 | 1 | 2 | 3 | 4 | 5 | 6 | 7 | 8 | 9 | 10
1 | Measure Name | 1: CI ES Convection Oven_CI, E - Cook (MD); 2: CI ES Convection Oven_CI, P - Cook (MD); SOURCES 1: CI ES Convection Oven_CI, E - Cook (MD); SOURCES 2: CI ES Convection Oven_CI, P - Cook (MD)
2 | Measure Long Name | 1: ENERGY STAR Convection Ovens; 2: ENERGY STAR Convection Ovens; SOURCES 1: -; SOURCES 2: -
3 | Parent Measure Name | 1: CI ES Convection Oven_CI, E - Cook (MD); 2: CI ES Convection Oven_CI, P - Cook (MD); SOURCES 1: -; SOURCES 2: -
4 | Parent Measure Long Name | 1: ENERGY STAR Convection Ovens; 2: ENERGY STAR Convection Ovens; SOURCES 1: -; SOURCES 2: -
5 | Sector | 1: C&I; 2: C&I; SOURCES 1: -; SOURCES 2: -
6 | Description | 1: Replacement of failed or working electric ovens and ranges with new high efficiency ovens and ranges.; 2: Replacement of failed or working electric ovens and ranges with new high efficiency ovens and ranges.; SOURCES 1: -; SOURCES 2: -
7 | Life | 1: 12; 2: 12; SOURCES 1: -; SOURCES 2: -
8 | Exist. Life | bar: SOURCES 1 to SOURCES 2
9 | Primary Fuel | 1: E; 2: Prp; SOURCES 1: -; SOURCES 2: -
10 | Secondary Fuel | bar: 1 to SOURCES 2
11 | Primary Fuel End Use | 1: Cooking; 2: Cooking; SOURCES 1: -; SOURCES 2: -
12 | Secondary Fuel End Use | bar: SOURCES 1 to SOURCES 2
13 | Elec Load Shape | bar: SOURCES 1 to SOURCES 2
14 | Fuel Switch (Y/N) | bar: SOURCES 1 to SOURCES 2
15 | Waste Heat Adjust. (Y/N) | bar: SOURCES 1 to SOURCES 2
16 | Depends On | bar: SOURCES 1 to SOURCES 2
17 | Links With | bar: SOURCES 1 to SOURCES 2
18 | Mutual Exclusivity | bar: SOURCES 1 to SOURCES 2
19 | bar: SOURCES 1 to SOURCES 2
20 | GENERAL ('MeasChars' Sheet) INPUTS | 1: ENERGY STAR Convection Ovens; 2: ENERGY STAR Convection Ovens; SOURCES 1: -; SOURCES 2: -
21 | Mkt (MD or RET) | bar: 1 to SOURCES 2
22 | Target Markets (NC, RENO, REPL, RET) | 1: #REF!; 2: #REF!; SOURCES 1: -; SOURCES 2: -
23 | Baseline Description | 1: Baseline Oven; 2: Baseline Oven; SOURCES 1: -; SOURCES 2: -
24 | Efficient Description | 1: ENERGY STAR Ovens; 2: ENERGY STAR Ovens; SOURCES 1: -; SOURCES 2: -
25 | Start Year | 1: #REF!; 2: #REF!; SOURCES 1: -; SOURCES 2: -
26 | End Year | 1: #REF!; 2: #REF!; SOURCES 1: -; SOURCES 2: -
27 | Building type assumed for characterization | 1: Small Restaurant; 2: Small Restaurant; SOURCES 1: -; SOURCES 2: -
28 | Units for Costs & Savings Values | bar: SOURCES 1 to SOURCES 2
29 | Efficient kW ¦ MMBtu | bar: SOURCES 1 to SOURCES 2
30 | Baseline kW ¦ MMBtu | bar: SOURCES 1 to SOURCES 2
31 | Full Load Hours | bar: SOURCES 1 to SOURCES 2
32 | kWh ¦ MMBtu Annual Savings | 1: 2188.7628; 2: 19.1761; SOURCES 1: -; SOURCES 2: -
33 | % Savings (primary fuel) | 1: 23.8%; 2: 43.65%; SOURCES 1: 3; SOURCES 2: 62
34 | Efficient Equip Cost | bar: SOURCES 1 to SOURCES 2
35 | Baseline Equip Cost | bar: SOURCES 1 to SOURCES 2
36 | Incremental Cost | 1: 960; 2: 2374; SOURCES 1: -; SOURCES 2: -
37 | Incremental Cost per kWh ¦ MMBtu Saved | 1: 0.48762; 2: 95.9054; SOURCES 1: 22; SOURCES 2: 16
38 | bar: SOURCES 1 to SOURCES 2
39 | SECONDARY END-USE FUEL IMPACTS (MMBtu/kWh), OR Elec Impacts (kWh/MMBtu) | 1: ENERGY STAR Convection Ovens; 2: ENERGY STAR Convection Ovens; SOURCES 1: -; SOURCES 2: -
40 | Fossil Fuel (or Elec) Savings - increased use is negative (MMBtu/yr ¦ kWh/yr) | bar: SOURCES 1 to SOURCES 2
41 | Annual Fossil Fuel (or Elec) Savings per Elec (or FF) Savings - increased is negative (MMBtu/kWh ¦ kWh/MMBtu saved) | bar: SOURCES 1 to SOURCES 2
42 | bar: SOURCES 1 to SOURCES 2
43 | EARLY-RETIREMENT RETROFIT MEASURE INPUTS | bar: SOURCES 1 to SOURCES 2
44 | Baseline Equip. Life | bar: SOURCES 1 to SOURCES 2
45 | Baseline Equip. Age | bar: SOURCES 1 to SOURCES 2
46 | Baseline Cost | bar: SOURCES 1 to SOURCES 2
47 | Baseline Cost per kWh ¦ MMBtu saved | bar: SOURCES 1 to SOURCES 2
48 | Baseline shift savings factor (for RET) | bar: SOURCES 1 to SOURCES 2
49 | bar: SOURCES 1 to SOURCES 2
50 | O&M INPUTS | bar: SOURCES 1 to SOURCES 2
51 | Efficient Component 1 (description) | bar: SOURCES 1 to SOURCES 2
52 | Eff Component 1 Life (years) | bar: SOURCES 1 to SOURCES 2
53 | Eff Component 1 Replacement Cost | bar: SOURCES 1 to SOURCES 2
54 | Eff Component 1 Replacement Cost per kWh ¦ MMBtu saved | bar: SOURCES 1 to SOURCES 2
55 | Efficient Component 2 (description) | bar: SOURCES 1 to SOURCES 2
56 | Eff Component 2 Life (years) | bar: SOURCES 1 to SOURCES 2
57 | Eff Component 2 Replacement Cost | bar: SOURCES 1 to SOURCES 2
58 | Eff Component 2 Replacement Cost per kWh ¦ MMBtu saved | bar: SOURCES 1 to SOURCES 2
59 | Baseline Component 1 (description) | bar: SOURCES 1 to SOURCES 2
60 | Baseline Component 1 Life (years) | bar: SOURCES 1 to SOURCES 2
61 | Baseline Component 1 Replacement Cost | bar: SOURCES 1 to SOURCES 2
62 | Baseline Component 1 Replacement Cost per kWh ¦ MMBtu saved | bar: SOURCES 1 to SOURCES 2
63 | Baseline Component 2 (description) | bar: SOURCES 1 to SOURCES 2
64 | Baseline Component 2 Life (years) | bar: SOURCES 1 to SOURCES 2
65 | Baseline Component 2 Replacement Cost | bar: SOURCES 1 to SOURCES 2
66 | Baseline Component 2 Replacement Cost per kWh ¦ MMBtu saved | bar: SOURCES 1 to SOURCES 2
67 | O&M Annual Levelized Cost ($/kWh ¦ $/MMBtu) | bar: SOURCES 1 to SOURCES 2
68 | bar: SOURCES 1 to SOURCES 2
69 | Water INPUTS | bar: SOURCES 1 to SOURCES 2
70 | Water (gal/yr) | bar: SOURCES 1 to SOURCES 2
71 | Water [gal/yr per kWh ¦ MMBtu saved] | bar: SOURCES 1 to SOURCES 2
ΔkWh = (ΔDailyIdle Energy + ΔDailyPreheat Energy + ΔDailyCooking Energy) * Days
ΔDailyIdleEnergy = (IdleBase* IdleBaseTime)- (IdleENERGYSTAR * IdleENERGYSTARTime)
ΔDailyPreheatEnergy =(PreheatNumber*PreheatTimeBase/60*PreheatRateBase)-(PreheatNumber * PreheatTimeENERGYSTAR/60 * PreheatRateENERGYSTAR)
ΔDailyCookingEnergy = (LB * EFOOD/ EffBase) - (LB * EFOOD/ EffENERGYSTAR)
CALCULATIONS
| Measure Life | 1: 12; 2: IL TRM V12 pg. 116-124
| Days/year | 1: 365; 2: IL TRM V12 pg. 116-124
| IdleES | 1: Table; 2: IL TRM V12 pg. 116-124
| Idlebase | 1: Table; 2: IL TRM V12 pg. 116-124
| IdleESTime | 2: IL TRM V12 pg. 116-124
| Hours | 1: 12; 2: IL TRM V12 pg. 116-124
| LB | 1: Table; 2: IL TRM V12 pg. 116-124
| IdlebaseTime | 1: Table; 2: IL TRM V12 pg. 116-124
| PreheattimeBase | 2: IL TRM V12 pg. 116-124
| Days | 1: 365.25; 2: IL TRM V12 pg. 116-124
| Efood | 1: 0.0732; 2: IL TRM V12 pg. 116-124
| EffES | 1: Table; 2: IL TRM V12 pg. 116-124
| EffBase | 1: Table; 2: IL TRM V12 pg. 116-124
| PreheatrateBase | 1: Table; 2: IL TRM V12 pg. 116-124
| PreheatrateES | 1: Table; 2: IL TRM V12 pg. 116-124
| PreheatNumber | 1: 1; 2: IL TRM V12 pg. 116-124
| PreheattimeES | 1: Table; 2: IL TRM V12 pg. 116-124
| CF | 1: Table; 2: IL TRM V12 pg. 116-124
| Incremental Cost | 1: 960; 2: IL TRM V12 pg. 116-124
Location | bar: 1
| Fast Food Limited Menu | 1: 0.32
| Fast Food Expanded Menu | 1: 0.41
| Pizza | 1: 0.46
| Full Service Limited Menu | 1: 0.51
| Full Service Expanded Menu | 1: 0.36
| Cafeteria | 1: 0.39
| Oven Type | 1: IdleES; 2: Idlebase; 3: IdleESTime; 4: IdlebaseTime; 5: LB; 6: PreheattimeBase; 7: EffES; 8: EffBase; 9: PreheatrateBase; 10: PreheatrateES; SOURCES 1: PreheattimeES
| Electric Half Size | 1: 0.8; 2: 1.51; 3: 10.4; 4: 10.5; 5: 61; 6: 9; 7: 0.75; 8: 0.64; 9: 0.89; 10: 0.7; SOURCES 1: 8
| Electric Full-Size >=5 pans | 1: 1.2; 2: 1.63; 3: 10.6; 4: 10.7; 5: 122; 6: 9; 7: 0.8; 8: 0.74; 9: 1.56; 10: 1.39; SOURCES 1: 9
| Electric Full-Size <5 pans | 1: 1; 2: 1.29; 3: 10; 4: 10.2; 5: 122; 6: 12; 7: 0.81; 8: 0.765; 9: 1.56; 10: 1.39; SOURCES 1: 9
| Natural gas | 1: 8027; 2: 11239; 3: 10.7; 4: 10.7; 5: 100; 6: 12; 7: 0.52; 8: 0.47; 9: 76000; 10: 44000; SOURCES 1: 11
| Oven Type | ΔDailyIdleEnergy Base | ΔDailyPreheatEnergy Base | ΔDailyCookingEnergy Base | ΔDailyIdleEnergy EE | ΔDailyPreheatEnergy EE | ΔDailyCookingEnergy EE | Delta Base | Delta EE | delkWh | Peak kW | % Savings | Incremental Cost | Incremental Cost/kWh | Weighting
| Electric Half Size | 15.855 | 0.16854 | 6.9769 | 8.32 | 0.19048 | 5.9536 | 23.0004 | 14.4641 | 3117.8975 | 0.29047 | 0.37114 | 960 | 0.3079 | 0.33333
| Electric Full-Size >=5 pans | 17.441 | 0.096154 | 12.0681 | 12.72 | 0.10791 | 11.163 | 29.6053 | 23.9909 | 2050.6407 | 0.19104 | 0.18964 | 960 | 0.46815 | 0.33333
| Electric Full-Size <5 pans | 13.158 | 0.12821 | 11.6737 | 10 | 0.10791 | 11.0252 | 24.9599 | 21.1331 | 1397.7503 | 0.13022 | 0.15332 | 960 | 0.68682 | 0.33333
| WEIGHTED AVERAGE | 7: 25.8552; 8: 19.8627; 9: 2188.7628; 10: 0.20391; SOURCES 1: 0.23803; SOURCES 2: 960; SOURCES 3: 0.48762
| Oven Type | ΔDailyIdleEnergy Base | ΔDailyPreheatEnergy Base | ΔDailyCookingEnergy Base | ΔDailyIdleEnergy EE | ΔDailyPreheatEnergy EE | ΔDailyCookingEnergy EE | Gas Replaced | Gas Added | Electric Added in MMBtu | delMMBtu | % Savings | Incremental Cost | Incremental Cost/MMBtu | Weighting
| Natural Gas | 120257.3 | 2.6316e-06 | 15.5745 | 85888.9 | 4.1667e-06 | 14.0769 | 120272.8745 | 85904.4745 | 24.7535 | 19.1761 | 0.43652 | 2374 | 95.9054
0
Note on C133: [Threaded comment] Your version of Excel allows you to read this threaded comment; however, any edits to it will get removed if the file is opened in a newer version of Excel. Learn more: https://go.microsoft.com/fwlink/?linkid=870924 Comment: Values are from the MN TRM, PR level splits and other baseline study information needed.

## CI ES Fryer
| MEASURE GROUP DEFINITION |  |  |  | REGION | #REF!
| INPUT CELLS | CALCULATED CELLS
| MEASURE NAME | [10 empty] | TAB NAMING LOOKUPS (DEFINED BY OVERALL PROJECT, NOT SPECIFIC MEASURE)
| Short Name (Same as Tab Name!) | Long Name | Sector (full name) | Life | Life Source | [6 empty] | Fuel Type
| CI ES Fryer | ENERGY STAR Fryers | C&I | 12 | IL TRM V12 | [6 empty] | Fuel | Electric | Gas | Oil | Propane
[12 empty] | Abbreviation | E | G | O | P
| TAB BREAKOUT |  |  |  |  | [PULL FORMULA DOWN] | [PULL FORMULA DOWN]
# | Primary Fuel | Secondary Fuel (blank OK) | End Use | Market (RET or MD) | Custom Field (blank OK) | Fuel Abbreviations | End Use Abbr. | UNIQUE MEASURE NAME | Long Name |  |  | Sector
1 | Electric |  | Cooking | MD |  | E | Cook | CI ES Fryer_CI, E - Cook (MD) | ENERGY STAR Fryers |  |  | Sector | Residential | C&I
2 | Propane |  | Cooking | MD |  | P | Cook | CI ES Fryer_CI, P - Cook (MD) | ENERGY STAR Fryers |  |  | Abbreviation | Res | CI
3
4 | [11 empty] | Market
5 | [11 empty] | Market | Retrofit | Market-Driven
6 | [11 empty] | Abbreviation | RET | MD
7
8 | [11 empty] | Building Types
9 | [11 empty] | Building Types | Single Family | Multifamily | LI Single Family | LI Multifamily | Small Education - College/University | Small Education - Other | Small Grocery | Small Health - Hospital | Small Health - Other | Small Industrial Manufacturing | Small Institutional/Public Service | Small Lodging | Small Miscellaneous/Other | Small Office | Small Restaurant | Small Retail | Small Warehouse | Large Education - College/University | Large Education - Other | Large Grocery | Large Health - Hospital | Large Health - Other | Large Industrial Manufacturing | Large Institutional/Public Service | Large Lodging | Large Miscellaneous/Other | Large Office | Large Restaurant | Large Retail | Large Warehouse
10
End Use
[12 empty] | End Use | Appliances | Cooking | Cooling | Exterior Lighting | Interior Lighting | Other | Plug Loads | Refrigeration | Space Heating | Ventilation | Water Heating | Drives | Motors and VFDs | Compressed Air Systems | Process Cooling and Refrigeration | Process Heating | Total Electric | Total Gas
[12 empty] | Abbreviation | Appl | Cook | Cool | ExtL | IntL | Oth | Plug | Refr | Heat | Vent | HWat | Driv | Motr | CAS | PrC | PrH | TotE | TotG
KEY FOR MEASURE DATA ROWS
CALCULATED FIELD
ENTER MANUALLY OR FORMULAICALLY FROM CALCULATIONS SECTION
MEASURE DATA
SOURCES
| GENERAL ('Measures' Sheet) INPUTS | 1 | 2 | 3 | 4 | 5 | 6 | 7 | 8 | 9 | 10 | 1 | 2 | 3 | 4 | 5 | 6 | 7 | 8 | 9 | 10
1 | Measure Name | 1: CI ES Fryer_CI, E - Cook (MD); 2: CI ES Fryer_CI, P - Cook (MD); SOURCES 1: CI ES Fryer_CI, E - Cook (MD); SOURCES 2: CI ES Fryer_CI, P - Cook (MD)
2 | Measure Long Name | 1: ENERGY STAR Fryers; 2: ENERGY STAR Fryers; SOURCES 1: -; SOURCES 2: -
3 | Parent Measure Name | 1: CI ES Fryer_CI, E - Cook (MD); 2: CI ES Fryer_CI, P - Cook (MD); SOURCES 1: -; SOURCES 2: -
4 | Parent Measure Long Name | 1: ENERGY STAR Fryers; 2: ENERGY STAR Fryers; SOURCES 1: -; SOURCES 2: -
5 | Sector | 1: C&I; 2: C&I; SOURCES 1: -; SOURCES 2: -
6 | Description | 1: Replacement of failed or working electric fryers with new high efficiency fryers.; 2: Replacement of failed or working gas fryers with new high efficiency fryers.; SOURCES 1: -; SOURCES 2: -
7 | Life | 1: 12; 2: 12; SOURCES 1: -; SOURCES 2: -
8 | Exist. Life | bar: SOURCES 1 to SOURCES 2
9 | Primary Fuel | 1: E; 2: Prp; SOURCES 1: -; SOURCES 2: -
10 | Secondary Fuel | bar: 1 to SOURCES 2
11 | Primary Fuel End Use | 1: Cooking; 2: Cooking; SOURCES 1: -; SOURCES 2: -
12 | Secondary Fuel End Use | bar: SOURCES 1 to SOURCES 2
13 | Elec Load Shape | bar: SOURCES 1 to SOURCES 2
14 | Fuel Switch (Y/N) | bar: SOURCES 1 to SOURCES 2
15 | Waste Heat Adjust. (Y/N) | bar: SOURCES 1 to SOURCES 2
16 | Depends On | bar: SOURCES 1 to SOURCES 2
17 | Links With | bar: SOURCES 1 to SOURCES 2
18 | Mutual Exclusivity | bar: SOURCES 1 to SOURCES 2
19 | bar: SOURCES 1 to SOURCES 2
20 | GENERAL ('MeasChars' Sheet) INPUTS | 1: ENERGY STAR Fryers; 2: ENERGY STAR Fryers; SOURCES 1: -; SOURCES 2: -
21 | Mkt (MD or RET) | bar: 1 to SOURCES 2
22 | Target Markets (NC, RENO, REPL, RET) | 1: #REF!; 2: #REF!; SOURCES 1: -; SOURCES 2: -
23 | Baseline Description | 1: Baseline Fryers; 2: Baseline Fryers; SOURCES 1: -; SOURCES 2: -
24 | Efficient Description | 1: ENERGY STAR Fryers; 2: ENERGY STAR Fryers; SOURCES 1: -; SOURCES 2: -
25 | Start Year | 1: #REF!; 2: #REF!; SOURCES 1: -; SOURCES 2: -
26 | End Year | 1: #REF!; 2: #REF!; SOURCES 1: -; SOURCES 2: -
27 | Building type assumed for characterization | 1: Small Restaurant; 2: Small Restaurant; SOURCES 1: -; SOURCES 2: -
28 | Units for Costs & Savings Values | bar: SOURCES 1 to SOURCES 2
29 | Efficient kW ¦ MMBtu | bar: SOURCES 1 to SOURCES 2
30 | Baseline kW ¦ MMBtu | bar: SOURCES 1 to SOURCES 2
31 | Full Load Hours | bar: SOURCES 1 to SOURCES 2
32 | kWh ¦ MMBtu Annual Savings | 1: 2357.4058; 2: 93.7881; SOURCES 1: -; SOURCES 2: -
33 | % Savings (primary fuel) | 1: 0.11832; 2: 0.97026; SOURCES 1: 3; SOURCES 2: 3
34 | Efficient Equip Cost | bar: SOURCES 1 to SOURCES 2
35 | Baseline Equip Cost | bar: SOURCES 1 to SOURCES 2
36 | Incremental Cost | 1: 1000; 2: 1500; SOURCES 1: -; SOURCES 2: -
37 | Incremental Cost per kWh ¦ MMBtu Saved | 1: 0.0078715; 2: 16.1342; SOURCES 1: 22; SOURCES 2: 22
38 | bar: SOURCES 1 to SOURCES 2
39 | SECONDARY END-USE FUEL IMPACTS (MMBtu/kWh), OR Elec Impacts (kWh/MMBtu) | 1: ENERGY STAR Fryers; 2: ENERGY STAR Fryers; SOURCES 1: -; SOURCES 2: -
40 | Fossil Fuel (or Elec) Savings - increased use is negative (MMBtu/yr ¦ kWh/yr) | bar: SOURCES 1 to SOURCES 2
41 | Annual Fossil Fuel (or Elec) Savings per Elec (or FF) Savings - increased is negative (MMBtu/kWh ¦ kWh/MMBtu saved) | bar: SOURCES 1 to SOURCES 2
42 | bar: SOURCES 1 to SOURCES 2
43 | EARLY-RETIREMENT RETROFIT MEASURE INPUTS | bar: SOURCES 1 to SOURCES 2
44 | Baseline Equip. Life | bar: SOURCES 1 to SOURCES 2
45 | Baseline Equip. Age | bar: SOURCES 1 to SOURCES 2
46 | Baseline Cost | bar: SOURCES 1 to SOURCES 2
47 | Baseline Cost per kWh ¦ MMBtu saved | bar: SOURCES 1 to SOURCES 2
48 | Baseline shift savings factor (for RET) | bar: SOURCES 1 to SOURCES 2
49 | bar: SOURCES 1 to SOURCES 2
50 | O&M INPUTS | bar: SOURCES 1 to SOURCES 2
51 | Efficient Component 1 (description) | bar: SOURCES 1 to SOURCES 2
52 | Eff Component 1 Life (years) | bar: SOURCES 1 to SOURCES 2
53 | Eff Component 1 Replacement Cost | bar: SOURCES 1 to SOURCES 2
54 | Eff Component 1 Replacement Cost per kWh ¦ MMBtu saved | bar: SOURCES 1 to SOURCES 2
55 | Efficient Component 2 (description) | bar: SOURCES 1 to SOURCES 2
56 | Eff Component 2 Life (years) | bar: SOURCES 1 to SOURCES 2
57 | Eff Component 2 Replacement Cost | bar: SOURCES 1 to SOURCES 2
58 | Eff Component 2 Replacement Cost per kWh ¦ MMBtu saved | bar: SOURCES 1 to SOURCES 2
59 | Baseline Component 1 (description) | bar: SOURCES 1 to SOURCES 2
60 | Baseline Component 1 Life (years) | bar: SOURCES 1 to SOURCES 2
61 | Baseline Component 1 Replacement Cost | bar: SOURCES 1 to SOURCES 2
62 | Baseline Component 1 Replacement Cost per kWh ¦ MMBtu saved | bar: SOURCES 1 to SOURCES 2
63 | Baseline Component 2 (description) | bar: SOURCES 1 to SOURCES 2
64 | Baseline Component 2 Life (years) | bar: SOURCES 1 to SOURCES 2
65 | Baseline Component 2 Replacement Cost | bar: SOURCES 1 to SOURCES 2
66 | Baseline Component 2 Replacement Cost per kWh ¦ MMBtu saved | bar: SOURCES 1 to SOURCES 2
67 | O&M Annual Levelized Cost ($/kWh ¦ $/MMBtu) | bar: SOURCES 1 to SOURCES 2
68 | bar: SOURCES 1 to SOURCES 2
69 | Water INPUTS | bar: SOURCES 1 to SOURCES 2
70 | Water (gal/yr) | bar: SOURCES 1 to SOURCES 2
71 | Water [gal/yr per kWh ¦ MMBtu saved] | bar: SOURCES 1 to SOURCES 2
ΔkWh = (ΔDailyIdleEnergy + ΔDailyPreheatEnergy + ΔDailyCookingEnergy) * Days /1,000
ΔDailyIdleEnergy = (IdleBase* ((HOURS – (PreheatTime/60)) – LB/PCBase)) – (IdleESTAR * ((HOURS – (PreheatTime/60)) – LB/PCESTAR))
ΔDailyPreheatEnergy = (PreheatEnergyBase – PreheatEnergyESTAR) * 1,000
ΔDailyCookingEnergy = (LB * EFOOD/ EffBase) – (LB * EFOOD/EffESTAR)
ΔkW = ((ΔDailyIdleEnergy + ΔDailyPreheatEnergy + ΔDailyCookingEnergy)/(1,000 * HOURS) * CF
CALCULATIONS
| Measure Life | 1: 12; 2: IL TRM V12 pg. 137-144; 3: Measure life of ES Fryer
| Idlebase | 1: Table; 2: IL TRM V12 pg. 137-144; 3: Idle energy rate of baseline fryer (lb/h)
| IdleES | 1: Table; 2: IL TRM V12 pg. 137-144; 3: Idle energy rate of ENERGY STAR electric fryer (lb/h)
| Hours | 1: Table; 2: IL TRM V12 pg. 137-144; 3: Average daily hours of operation
| Preheattime | 1: 15; 2: IL TRM V12 pg. 137-144; 3: Time required to preheat the fryer (mins/day)
| LB | 1: 150; 2: IL TRM V12 pg. 137-144; 3: Food cooked per day (lbs)
| Pcbase | 1: Table; 2: IL TRM V12 pg. 137-144; 3: Production capacity of baseline fryer (lb/h)
| Pcestar | 1: Table; 2: IL TRM V12 pg. 137-144; 3: Production capacity of ES fryer (lb/h)
| PrehheatenergybaseElec | 1: 2.4; 2: IL TRM V12 pg. 137-144; 3: Total energy used during preheat of baseline fryer (kWh)
| PrehheatenergybaseGas | 1: 18500; 2: IL TRM V12 pg. 137-144
| PreheatenergyESelec | 1: 1.9; 2: IL TRM V12 pg. 137-144; 3: Total energy used during preheat of ES fryer (kWh)
| PreheatenergyESgas | 1: 16000; 2: IL TRM V12 pg. 137-144
| Efood | 1: 167; 2: IL TRM V12 pg. 137-144; 3: ASTM energy to food
| Effbase | 1: Table; 2: IL TRM V12 pg. 137-144; 3: Cooking efficiency of baseline fryer
| EffES | 1: Table; 2: IL TRM V12 pg. 137-144; 3: Cooking efficiency of ES fryer
| Days | 1: 365.25; 2: IL TRM V12 pg. 137-144; 3: Annual days of operation
Location | bar: 1
| Fast Food Limited Menu | 1: 0.32
| Fast Food Expanded Menu | 1: 0.41
| Pizza | 1: 0.46
| Full Service Limited Menu | 1: 0.51
| Full Service Expanded Menu | 1: 0.36
| Cafeteria | 1: 0.39
| Fryer Type | 1: Idlebase; 2: IdleES; 3: Pcbase; 4: Pcestar; 5: Hours; 6: Effbase; 7: EffES; 8: Incremental Cost
| Electric Standard | 1: 1200; 2: 800; 3: 65; 4: 70; 5: 16; 6: 75%; 7: 83%; 8: 1500
| Electric Large Vat | 1: 1350; 2: 1100; 3: 100; 4: 110; 5: 12; 6: 70%; 7: 80%; 8: 500
| Gas Standard | 1: 14000; 2: 9000; 3: 60; 4: 65; 5: 16; 6: 35%; 7: 50%; 8: 1000
| Gas Large Vat | 1: 16000; 2: 12000; 3: 100; 4: 110; 5: 12; 6: 35%; 7: 50%; 8: 2000
| Fryer Type | ΔDailyIdleEnergy Base | ΔDailyPreheatEnergy Base | ΔDailyCookingEnergy Base | ΔDailyIdleEnergy ES | ΔDailyPreheatEnergy ES | ΔDailyCookingEnergy ES | Delta Base | Delta ES | delkWh | Peak kW | % Savings | Incremental Cost | Incremental Cost/kWh | Weighting
| Electric Standard | 18897.6923 | 2400 | 33400 | 12597.8571 | 1900 | 30180.7229 | 19978.3321 | 16318.8514 | 3659.4808 | 0.093393 | 0.18317 | 1500 | 0.0043722 | 0.5
| Electric Large Vat | 15861 | 2400 | 35785.7143 | 12923.6364 | 1900 | 31312.5 | 19740.5624 | 16851.2238 | 1055.3309 | 0.035911 | 0.05346 | 500 | 0.011371 | 0.5
| WEIGHTED AVERAGE | 9: 2357.4058; 10: 0.064652; SOURCES 1: 0.11832; SOURCES 2: 1000; SOURCES 3: 0.0078715
| Fryer Type | ΔDailyIdleEnergy Base | ΔDailyPreheatEnergy Base | ΔDailyCookingEnergy Base | ΔDailyIdleEnergy ES | ΔDailyPreheatEnergy ES | ΔDailyCookingEnergy ES | Gas Replaced | Gas Added | Electric Added in MMBtu | delMMBtu | % Savings | Incremental Cost | Incremental Cost/MMBtu | Weighting
| Gas Standard | 185500 | 18500 | 71571.4286 | 120980.7692 | 16000 | 50100 | 100.6525 | 68.3313 | 4.5606 | 96.0919 | 0.95469 | 1000 | 10.4067 | 0.5
| Gas Large Vat | 164000 | 18500 | 71571.4286 | 124636.3636 | 16000 | 50100 | 92.7996 | 69.6665 | 1.3152 | 91.4844 | 0.98583 | 2000 | 21.8617 | 0.5
| WEIGHTED AVERAGE | 9: 2.9379; 10: 93.7881; SOURCES 1: 0.97026; SOURCES 2: 1500; SOURCES 3: 16.1342
Note on C130: [Threaded comment] Your version of Excel allows you to read this threaded comment; however, any edits to it will get removed if the file is opened in a newer version of Excel. Learn more: https://go.microsoft.com/fwlink/?linkid=870924 Comment: Values are from the MN TRM, PR level splits and other baseline study information needed.

## CI ES Griddle
| MEASURE GROUP DEFINITION |  |  |  | REGION | #REF!
| INPUT CELLS | CALCULATED CELLS
| MEASURE NAME | [10 empty] | TAB NAMING LOOKUPS (DEFINED BY OVERALL PROJECT, NOT SPECIFIC MEASURE)
| Short Name (Same as Tab Name!) | Long Name | Sector (full name) | Life | Life Source | [6 empty] | Fuel Type
| CI ES Griddle | ENERGY STAR Griddles | C&I | 12 | IL TRM V12 | [6 empty] | Fuel | Electric | Gas | Oil | Propane
[12 empty] | Abbreviation | E | G | O | P
| TAB BREAKOUT |  |  |  |  | [PULL FORMULA DOWN] | [PULL FORMULA DOWN]
# | Primary Fuel | Secondary Fuel (blank OK) | End Use | Market (RET or MD) | Custom Field (blank OK) | Fuel Abbreviations | End Use Abbr. | UNIQUE MEASURE NAME | Long Name |  |  | Sector
1 | Electric |  | Cooking | MD |  | E | Cook | CI ES Griddle_CI, E - Cook (MD) | ENERGY STAR Griddles |  |  | Sector | Residential | C&I
2 | Propane |  | Cooking | MD |  | P | Cook | CI ES Griddle_CI, P - Cook (MD) | ENERGY STAR Griddles |  |  | Abbreviation | Res | CI
3
4 | [11 empty] | Market
5 | [11 empty] | Market | Retrofit | Market-Driven
6 | [11 empty] | Abbreviation | RET | MD
7
8 | [11 empty] | Building Types
9 | [11 empty] | Building Types | Single Family | Multifamily | LI Single Family | LI Multifamily | Small Education - College/University | Small Education - Other | Small Grocery | Small Health - Hospital | Small Health - Other | Small Industrial Manufacturing | Small Institutional/Public Service | Small Lodging | Small Miscellaneous/Other | Small Office | Small Restaurant | Small Retail | Small Warehouse | Large Education - College/University | Large Education - Other | Large Grocery | Large Health - Hospital | Large Health - Other | Large Industrial Manufacturing | Large Institutional/Public Service | Large Lodging | Large Miscellaneous/Other | Large Office | Large Restaurant | Large Retail | Large Warehouse
10
End Use
[12 empty] | End Use | Appliances | Cooking | Cooling | Exterior Lighting | Interior Lighting | Other | Plug Loads | Refrigeration | Space Heating | Ventilation | Water Heating | Drives | Motors and VFDs | Compressed Air Systems | Process Cooling and Refrigeration | Process Heating | Total Electric | Total Gas
[12 empty] | Abbreviation | Appl | Cook | Cool | ExtL | IntL | Oth | Plug | Refr | Heat | Vent | HWat | Driv | Motr | CAS | PrC | PrH | TotE | TotG
KEY FOR MEASURE DATA ROWS
CALCULATED FIELD
ENTER MANUALLY OR FORMULAICALLY FROM CALCULATIONS SECTION
MEASURE DATA
SOURCES
| GENERAL ('Measures' Sheet) INPUTS | 1 | 2 | 3 | 4 | 5 | 6 | 7 | 8 | 9 | 10 | 1 | 2 | 3 | 4 | 5 | 6 | 7 | 8 | 9 | 10
1 | Measure Name | 1: CI ES Griddle_CI, E - Cook (MD); 2: CI ES Griddle_CI, P - Cook (MD); SOURCES 1: CI ES Griddle_CI, E - Cook (MD); SOURCES 2: CI ES Griddle_CI, P - Cook (MD)
2 | Measure Long Name | 1: ENERGY STAR Griddles; 2: ENERGY STAR Griddles; SOURCES 1: -; SOURCES 2: -
3 | Parent Measure Name | 1: CI ES Griddle_CI, E - Cook (MD); 2: CI ES Griddle_CI, P - Cook (MD); SOURCES 1: -; SOURCES 2: -
4 | Parent Measure Long Name | 1: ENERGY STAR Griddles; 2: ENERGY STAR Griddles; SOURCES 1: -; SOURCES 2: -
5 | Sector | 1: C&I; 2: C&I; SOURCES 1: -; SOURCES 2: -
6 | Description | 1: Replacement of failed or working electric griddles with new high efficiency griddles.; 2: Replacement of failed or working gas griddles with new high efficiency griddles.; SOURCES 1: -; SOURCES 2: -
7 | Life | 1: 12; 2: 12; SOURCES 1: -; SOURCES 2: -
8 | Exist. Life | bar: SOURCES 1 to SOURCES 2
9 | Primary Fuel | 1: E; 2: Prp; SOURCES 1: -; SOURCES 2: -
10 | Secondary Fuel | bar: 1 to SOURCES 2
11 | Primary Fuel End Use | 1: Cooking; 2: Cooking; SOURCES 1: -; SOURCES 2: -
12 | Secondary Fuel End Use | bar: SOURCES 1 to SOURCES 2
13 | Elec Load Shape | bar: SOURCES 1 to SOURCES 2
14 | Fuel Switch (Y/N) | bar: SOURCES 1 to SOURCES 2
15 | Waste Heat Adjust. (Y/N) | bar: SOURCES 1 to SOURCES 2
16 | Depends On | bar: SOURCES 1 to SOURCES 2
17 | Links With | bar: SOURCES 1 to SOURCES 2
18 | Mutual Exclusivity | bar: SOURCES 1 to SOURCES 2
19 | bar: SOURCES 1 to SOURCES 2
20 | GENERAL ('MeasChars' Sheet) INPUTS | 1: ENERGY STAR Griddles; 2: ENERGY STAR Griddles; SOURCES 1: -; SOURCES 2: -
21 | Mkt (MD or RET) | bar: 1 to SOURCES 2
22 | Target Markets (NC, RENO, REPL, RET) | 1: #REF!; 2: #REF!; SOURCES 1: -; SOURCES 2: -
23 | Baseline Description | 1: Baseline Griddle; 2: Baseline Griddle; SOURCES 1: -; SOURCES 2: -
24 | Efficient Description | 1: ENERGY STAR Griddle; 2: ENERGY STAR Griddle; SOURCES 1: -; SOURCES 2: -
25 | Start Year | 1: #REF!; 2: #REF!; SOURCES 1: -; SOURCES 2: -
26 | End Year | 1: #REF!; 2: #REF!; SOURCES 1: -; SOURCES 2: -
27 | Building type assumed for characterization | 1: Small Restaurant; 2: Small Restaurant; SOURCES 1: -; SOURCES 2: -
28 | Units for Costs & Savings Values | bar: SOURCES 1 to SOURCES 2
29 | Efficient kW ¦ MMBtu | bar: SOURCES 1 to SOURCES 2
30 | Baseline kW ¦ MMBtu | bar: SOURCES 1 to SOURCES 2
31 | Full Load Hours | bar: SOURCES 1 to SOURCES 2
32 | kWh ¦ MMBtu Annual Savings | 1: 2597.0479; 2: 17.5747; SOURCES 1: -; SOURCES 2: -
33 | % Savings (primary fuel) | 1: 0.15217; 2: 0.19156; SOURCES 1: 3; SOURCES 2: 3
34 | Efficient Equip Cost | bar: SOURCES 1 to SOURCES 2
35 | Baseline Equip Cost | bar: SOURCES 1 to SOURCES 2
36 | Incremental Cost | 1: 0; 2: 0; SOURCES 1: -; SOURCES 2: -
37 | Incremental Cost per kWh ¦ MMBtu Saved | 1: 0; 2: 0; SOURCES 1: 22; SOURCES 2: 22
38 | bar: SOURCES 1 to SOURCES 2
39 | SECONDARY END-USE FUEL IMPACTS (MMBtu/kWh), OR Elec Impacts (kWh/MMBtu) | 1: ENERGY STAR Griddles; 2: ENERGY STAR Griddles; SOURCES 1: -; SOURCES 2: -
40 | Fossil Fuel (or Elec) Savings - increased use is negative (MMBtu/yr ¦ kWh/yr) | bar: SOURCES 1 to SOURCES 2
41 | Annual Fossil Fuel (or Elec) Savings per Elec (or FF) Savings - increased is negative (MMBtu/kWh ¦ kWh/MMBtu saved) | bar: SOURCES 1 to SOURCES 2
42 | bar: SOURCES 1 to SOURCES 2
43 | EARLY-RETIREMENT RETROFIT MEASURE INPUTS | bar: SOURCES 1 to SOURCES 2
44 | Baseline Equip. Life | bar: SOURCES 1 to SOURCES 2
45 | Baseline Equip. Age | bar: SOURCES 1 to SOURCES 2
46 | Baseline Cost | bar: SOURCES 1 to SOURCES 2
47 | Baseline Cost per kWh ¦ MMBtu saved | bar: SOURCES 1 to SOURCES 2
48 | Baseline shift savings factor (for RET) | bar: SOURCES 1 to SOURCES 2
49 | bar: SOURCES 1 to SOURCES 2
50 | O&M INPUTS | bar: SOURCES 1 to SOURCES 2
51 | Efficient Component 1 (description) | bar: SOURCES 1 to SOURCES 2
52 | Eff Component 1 Life (years) | bar: SOURCES 1 to SOURCES 2
53 | Eff Component 1 Replacement Cost | bar: SOURCES 1 to SOURCES 2
54 | Eff Component 1 Replacement Cost per kWh ¦ MMBtu saved | bar: SOURCES 1 to SOURCES 2
55 | Efficient Component 2 (description) | bar: SOURCES 1 to SOURCES 2
56 | Eff Component 2 Life (years) | bar: SOURCES 1 to SOURCES 2
57 | Eff Component 2 Replacement Cost | bar: SOURCES 1 to SOURCES 2
58 | Eff Component 2 Replacement Cost per kWh ¦ MMBtu saved | bar: SOURCES 1 to SOURCES 2
59 | Baseline Component 1 (description) | bar: SOURCES 1 to SOURCES 2
60 | Baseline Component 1 Life (years) | bar: SOURCES 1 to SOURCES 2
61 | Baseline Component 1 Replacement Cost | bar: SOURCES 1 to SOURCES 2
62 | Baseline Component 1 Replacement Cost per kWh ¦ MMBtu saved | bar: SOURCES 1 to SOURCES 2
63 | Baseline Component 2 (description) | bar: SOURCES 1 to SOURCES 2
64 | Baseline Component 2 Life (years) | bar: SOURCES 1 to SOURCES 2
65 | Baseline Component 2 Replacement Cost | bar: SOURCES 1 to SOURCES 2
66 | Baseline Component 2 Replacement Cost per kWh ¦ MMBtu saved | bar: SOURCES 1 to SOURCES 2
67 | O&M Annual Levelized Cost ($/kWh ¦ $/MMBtu) | bar: SOURCES 1 to SOURCES 2
68 | bar: SOURCES 1 to SOURCES 2
69 | Water INPUTS | bar: SOURCES 1 to SOURCES 2
70 | Water (gal/yr) | bar: SOURCES 1 to SOURCES 2
71 | Water [gal/yr per kWh ¦ MMBtu saved] | bar: SOURCES 1 to SOURCES 2
ΔkWh = (IdleEnergyRateBase – IdleEnergyRateES) * HOURSday * Days/1000
ΔDailyIdleEnergy =[(IdleBase * Width * Depth * (HOURSday – (LB/(PCBase * Width * Depth) – (PreheatNumberBase* PreheatTimeBase/60))]- [(IdleENERGYSTAR * Width * Depth * (HOURSday – (LB/(PCENERGYSTAR * Width * Depth) – (PreheatNumberENERGYSTAR* PreheatTimeENERGYSTAR/60))]
ΔDailyPreheatEnergy = (PreHeatNumberBase * PreheatTimeBase / 60 * PreheatRateBase * Width * Depth) – (PreheatNumberENERGYSTAR * PreheatTimeENERGYSTAR/60 * PreheatRateENERGYSTAR * Width * Depth)
ΔDailyCookingEnergy = (LB * EFOOD/ EffBase) - (LB * EFOOD/ EffENERGYSTAR)
ΔkW = ΔkWh/Hours * CF
CALCULATIONS
| Measure Life | 1: 12; 2: IL TRM V12 pg. 145-151; 3: Measure life of ES Fryer
| IdlebaseElec | 1: 400; 2: IL TRM V12 pg. 145-151; 3: Idle energy rate of baseline fryer (W/h/sq)
| IdlebaseGas | 1: 3500; 2: IL TRM V12 pg. 145-151
| IdleESElec | 1: 320; 2: IL TRM V12 pg. 145-151; 3: Idle energy rate of ENERGY STAR electric fryer (W/h/sq)
| IdleESGas | 1: 2650; 2: IL TRM V12 pg. 145-151
| Hours | 1: Table; 2: IL TRM V12 pg. 145-151; 3: Average daily hours of operation
| Preheattime | 1: 15; 2: IL TRM V12 pg. 145-151; 3: Time required to preheat the fryer (mins/day)
| LB | 1: 100; 2: IL TRM V12 pg. 145-151; 3: Food cooked per day (lbs)
| Width | 1: 3; 2: IL TRM V12 pg. 145-151; 3: Griddle width
| Depth | 1: 2; 2: IL TRM V12 pg. 145-151; 3: Griddle depth
| PcbaseElec | 1: 5.8333; 2: IL TRM V12 pg. 145-151; 3: Production capacity of baseline fryer (lb/h)
| PcbaseGas | 1: 4.1667; 2: IL TRM V12 pg. 145-151
| PcestarElec | 1: 6.6667; 2: IL TRM V12 pg. 145-151; 3: Production capacity of ES fryer (lb/h)
| PcestarGas | 1: 7.5; 2: IL TRM V12 pg. 145-151
| PrehheatnumberbaseElec | 1: 1; 2: IL TRM V12 pg. 145-151; 3: Total energy used during preheat of baseline fryer (kWh)
| PrehheatnumberbaseGas | 1: 1; 2: IL TRM V12 pg. 145-151
| PreheatnumberESElec | 1: 1; 2: IL TRM V12 pg. 145-151; 3: Total energy used during preheat of ES fryer (kWh)
| PreheatnumberESGas | 1: 1; 2: IL TRM V12 pg. 145-151
| Preheattimebase | 1: 15; 2: IL TRM V12 pg. 145-151; 3: Preheat length base
| PreheattimeES | 1: 15; 2: IL TRM V12 pg. 145-151; 3: Preheat length ES
| PreheatratebaseElec | 1: 2666.6667; 2: IL TRM V12 pg. 145-151; 3: Preheat energy rate baseline
| PreheatratebaseGas | 1: 14000; 2: IL TRM V12 pg. 145-151
| PrehearrateESElec | 1: 1333.3333; 2: IL TRM V12 pg. 145-151; 3: Preheat energy rate ES
| PrehearrateESGas | 1: 10000; 2: IL TRM V12 pg. 145-151
| Efood | 1: 139; 2: IL TRM V12 pg. 145-151; 3: ASTM energy to food w/pound
| EffbaseElec | 1: 65%; 2: IL TRM V12 pg. 145-151; 3: Cooking efficiency of baseline fryer
| EffbaseGas | 1: 32%; 2: IL TRM V12 pg. 145-151
| EffESElec | 1: 70%; 2: IL TRM V12 pg. 145-151; 3: Cooking efficiency of ES fryer
| EffESGas | 1: 38%; 2: IL TRM V12 pg. 145-151
| Hours | 1: 12; 2: IL TRM V12 pg. 145-151; 3: Average Daily Operation
| Days | 1: 365.25; 2: IL TRM V12 pg. 145-151; 3: Annual days of operation
Location | bar: 1
| Fast Food Limited Menu | 1: 0.32
| Fast Food Expanded Menu | 1: 0.41
| Pizza | 1: 0.46
| Full Service Limited Menu | 1: 0.51
| Full Service Expanded Menu | 1: 0.36
| Cafeteria | 1: 0.39
Electric
| Fryer Type | ΔDailyIdleEnergy Base | ΔDailyPreheatEnergy Base | ΔDailyCookingEnergy Base | ΔDailyIdleEnergy ES | ΔDailyPreheatEnergy ES | ΔDailyCookingEnergy ES | Delta Base | Delta ES | delkWh | Peak kW | % Savings | Incremental Cost | Incremental Cost/kWh | Weighting
| Electric Griddle | 21342.8571 | 4000 | 21384.6154 | 17760 | 2000 | 19857.1429 | 17067.2093 | 14470.1614 | 2597.0479 | 0.088372 | 15.22% | 0 | 0
Fuel switching
| Fryer Type | ΔDailyIdleEnergy Base | ΔDailyPreheatEnergy Base | ΔDailyCookingEnergy Base | ΔDailyIdleEnergy ES | ΔDailyPreheatEnergy ES | ΔDailyCookingEnergy ES | Gas replaced | Electric added | delMMBtu |  | % Savings | Incremental Cost | Incremental Cost/MMBtu | Weighting
| Electric Griddle | 186750 | 21000 | 43437.5 | 151491.6667 | 15000 | 36578.9474 | 91.7462 | 74.1715 | 17.5747 |  | 19.16% | 0 | 0
Note on C145: [Threaded comment] Your version of Excel allows you to read this threaded comment; however, any edits to it will get removed if the file is opened in a newer version of Excel. Learn more: https://go.microsoft.com/fwlink/?linkid=870924 Comment: Values are from the MN TRM, PR level splits and other baseline study information needed.

## CI ES Hot Food Holding Cabinet
| MEASURE GROUP DEFINITION |  |  |  | REGION | #REF!
| INPUT CELLS | CALCULATED CELLS
| MEASURE NAME | [10 empty] | TAB NAMING LOOKUPS (DEFINED BY OVERALL PROJECT, NOT SPECIFIC MEASURE)
| Short Name (Same as Tab Name!) | Long Name | Sector (full name) | Life | Life Source | [6 empty] | Fuel Type
| CI ES Hot Food Holding Cabinet | Hot Food Holding Cabinet | C&I | 12 | IL TRM V12 | [6 empty] | Fuel | Electric | Gas | Oil | Propane
[12 empty] | Abbreviation | E | G | O | P
| TAB BREAKOUT |  |  |  |  | [PULL FORMULA DOWN] | [PULL FORMULA DOWN]
# | Primary Fuel | Secondary Fuel (blank OK) | End Use | Market (RET or MD) | Custom Field (blank OK) | Fuel Abbreviations | End Use Abbr. | UNIQUE MEASURE NAME | Long Name |  |  | Sector
1 | Electric |  | Cooking | MD |  | E | Cook | CI ES Hot Food Holding Cabinet_CI, E - Cook (MD) | Hot Food Holding Cabinet |  |  | Sector | Residential | C&I
2 | [11 empty] | Abbreviation | Res | CI
3
4 | [11 empty] | Market
5 | [11 empty] | Market | Retrofit | Market-Driven
6 | [11 empty] | Abbreviation | RET | MD
7
8 | [11 empty] | Building Types
9 | [11 empty] | Building Types | Single Family | Multifamily | LI Single Family | LI Multifamily | Small Education - College/University | Small Education - Other | Small Grocery | Small Health - Hospital | Small Health - Other | Small Industrial Manufacturing | Small Institutional/Public Service | Small Lodging | Small Miscellaneous/Other | Small Office | Small Restaurant | Small Retail | Small Warehouse | Large Education - College/University | Large Education - Other | Large Grocery | Large Health - Hospital | Large Health - Other | Large Industrial Manufacturing | Large Institutional/Public Service | Large Lodging | Large Miscellaneous/Other | Large Office | Large Restaurant | Large Retail | Large Warehouse
10
End Use
[12 empty] | End Use | Appliances | Cooking | Cooling | Exterior Lighting | Interior Lighting | Other | Plug Loads | Refrigeration | Space Heating | Ventilation | Water Heating | Drives | Motors and VFDs | Compressed Air Systems | Process Cooling and Refrigeration | Process Heating | Total Electric | Total Gas
[12 empty] | Abbreviation | Appl | Cook | Cool | ExtL | IntL | Oth | Plug | Refr | Heat | Vent | HWat | Driv | Motr | CAS | PrC | PrH | TotE | TotG
KEY FOR MEASURE DATA ROWS
CALCULATED FIELD
ENTER MANUALLY OR FORMULAICALLY FROM CALCULATIONS SECTION
MEASURE DATA
SOURCES
| GENERAL ('Measures' Sheet) INPUTS | 1 | 2 | 3 | 4 | 5 | 6 | 7 | 8 | 9 | 10 | 1 | 2 | 3 | 4 | 5 | 6 | 7 | 8 | 9 | 10
1 | Measure Name | 1: CI ES Hot Food Holding Cabinet_CI, E - Cook (MD); SOURCES 1: CI ES Hot Food Holding Cabinet_CI, E - Cook (MD)
2 | Measure Long Name | 1: Hot Food Holding Cabinet; SOURCES 1: -
3 | Parent Measure Name | 1: CI ES Hot Food Holding Cabinet_CI, E - Cook (MD); SOURCES 1: -
4 | Parent Measure Long Name | 1: Hot Food Holding Cabinet; SOURCES 1: -
5 | Sector | 1: C&I; SOURCES 1: -
6 | Description | 1: Replacement of failed or working electric hot food holding cabinets with new high efficiency hot food holding cabinets.; SOURCES 1: -
7 | Life | 1: 12; SOURCES 1: -
8 | Exist. Life | bar: SOURCES 1
9 | Primary Fuel | bar: 1 to SOURCES 1
10 | Secondary Fuel | bar: SOURCES 1
11 | Primary Fuel End Use | 1: Cooking; SOURCES 1: -
12 | Secondary Fuel End Use | bar: SOURCES 1
13 | Elec Load Shape | bar: SOURCES 1
14 | Fuel Switch (Y/N) | bar: SOURCES 1
15 | Waste Heat Adjust. (Y/N) | bar: SOURCES 1
16 | Depends On | bar: SOURCES 1
17 | Links With | bar: SOURCES 1
18 | Mutual Exclusivity | bar: SOURCES 1
19 | bar: SOURCES 1
20 | GENERAL ('MeasChars' Sheet) INPUTS | 1: Hot Food Holding Cabinet; SOURCES 1: -
21 | Mkt (MD or RET) | bar: 1 to SOURCES 1
22 | Target Markets (NC, RENO, REPL, RET) | 1: #REF!; SOURCES 1: -
23 | Baseline Description | 1: Baseline Hot Food Holding Cabinet; SOURCES 1: -
24 | Efficient Description | 1: ENERGY STAR Hot Food Holding Cabinet; SOURCES 1: -
25 | Start Year | 1: #REF!; SOURCES 1: -
26 | End Year | 1: #REF!; SOURCES 1: -
27 | Building type assumed for characterization | 1: Small Restaurant; SOURCES 1: -
28 | Units for Costs & Savings Values | bar: SOURCES 1
29 | Efficient kW ¦ MMBtu | bar: SOURCES 1
30 | Baseline kW ¦ MMBtu | bar: SOURCES 1
31 | Full Load Hours | bar: SOURCES 1
32 | kWh ¦ MMBtu Annual Savings | 1: 1124.1299; SOURCES 1: -
33 | % Savings (primary fuel) | 1: 0.71004; SOURCES 1: 3
34 | Efficient Equip Cost | bar: SOURCES 1
35 | Baseline Equip Cost | bar: SOURCES 1
36 | Incremental Cost | 1: 1000; SOURCES 1: -
37 | Incremental Cost per kWh ¦ MMBtu Saved | 1: 1.6841; SOURCES 1: 22
38 | bar: SOURCES 1
39 | SECONDARY END-USE FUEL IMPACTS (MMBtu/kWh), OR Elec Impacts (kWh/MMBtu) | 1: Hot Food Holding Cabinet; SOURCES 1: -
40 | Fossil Fuel (or Elec) Savings - increased use is negative (MMBtu/yr ¦ kWh/yr) | bar: SOURCES 1
41 | Annual Fossil Fuel (or Elec) Savings per Elec (or FF) Savings - increased is negative (MMBtu/kWh ¦ kWh/MMBtu saved) | bar: SOURCES 1
42 | bar: SOURCES 1
43 | EARLY-RETIREMENT RETROFIT MEASURE INPUTS | bar: SOURCES 1
44 | Baseline Equip. Life | bar: SOURCES 1
45 | Baseline Equip. Age | bar: SOURCES 1
46 | Baseline Cost | bar: SOURCES 1
47 | Baseline Cost per kWh ¦ MMBtu saved | bar: SOURCES 1
48 | Baseline shift savings factor (for RET) | bar: SOURCES 1
49 | bar: SOURCES 1
50 | O&M INPUTS | bar: SOURCES 1
51 | Efficient Component 1 (description) | bar: SOURCES 1
52 | Eff Component 1 Life (years) | bar: SOURCES 1
53 | Eff Component 1 Replacement Cost | bar: SOURCES 1
54 | Eff Component 1 Replacement Cost per kWh ¦ MMBtu saved | bar: SOURCES 1
55 | Efficient Component 2 (description) | bar: SOURCES 1
56 | Eff Component 2 Life (years) | bar: SOURCES 1
57 | Eff Component 2 Replacement Cost | bar: SOURCES 1
58 | Eff Component 2 Replacement Cost per kWh ¦ MMBtu saved | bar: SOURCES 1
59 | Baseline Component 1 (description) | bar: SOURCES 1
60 | Baseline Component 1 Life (years) | bar: SOURCES 1
61 | Baseline Component 1 Replacement Cost | bar: SOURCES 1
62 | Baseline Component 1 Replacement Cost per kWh ¦ MMBtu saved | bar: SOURCES 1
63 | Baseline Component 2 (description) | bar: SOURCES 1
64 | Baseline Component 2 Life (years) | bar: SOURCES 1
65 | Baseline Component 2 Replacement Cost | bar: SOURCES 1
66 | Baseline Component 2 Replacement Cost per kWh ¦ MMBtu saved | bar: SOURCES 1
67 | O&M Annual Levelized Cost ($/kWh ¦ $/MMBtu) | bar: SOURCES 1
68 | bar: SOURCES 1
69 | Water INPUTS | bar: SOURCES 1
70 | Water (gal/yr) | bar: SOURCES 1
71 | Water [gal/yr per kWh ¦ MMBtu saved] | bar: SOURCES 1
ΔkWh = (IdleEnergyRateBase – IdleEnergyRateES) * HOURSday * Days/1000
ΔkW = ΔkWh/Hours * CF
CALCULATIONS
| Measure Life | 1: 12; 2: IL TRM V12 pg. 152-154; 3: Measure life of ES Holding Cabinets
| Idleenergyratebase | 1: 30*V; 2: IL TRM V12 pg. 152-154; 3: Idle energy rate of basleine equipment
| V | 1: 15; 2: IL TRM V12 pg. 152-154; 3: Volume of HFHC (cu. Ft.)
| Hoursday | 1: 9; 2: IL TRM V12 pg. 152-154; 3: Average Daily Operation
| Days | 1: 365.25; 2: IL TRM V12 pg. 152-154; 3: Annual days of operation
| IdleenergyrateES | 1: Table; 2: IL TRM V12 pg. 152-154; 3: Idle energy rate of Energy Star equipment
| Incremental Cost | 1: 1000; 2: IL TRM V12 pg. 152-154; 3: Incremental cost of ES Holding Cabinets
| Cabinet Volume (cu. Ft.) | 1: Power (W)
| V < 13 | 1: 21.5*V
| 13 <= V <=28 | 1: 2*V+254
| 28 <= V | 1: 3.8*V+203.5
Location | bar: 1
| Fast Food Limited Menu | 1: 0.32
| Fast Food Expanded Menu | 1: 0.41
| Pizza | 1: 0.46
| Full Service Limited Menu | 1: 0.51
| Full Service Expanded Menu | 1: 0.36
| Cafeteria | 1: 0.39
| V | 1: Cabinet Volume Bin; 2: Idleenergyratebase; 3: IdleenergyrateES; 4: delkWh; 5: Peak kW; 6: % Savings; 7: Incremental Cost; 8: Incremental Cost/kWh; 9: Weighting
| 10 | 1: V < 13; 2: 300; 3: 215; 4: 279.4162; 5: 0.034708; 6: 1.0737; 8: 3.5789; 9: 0.33333
| 20 | 1: 13 <= V <=28; 2: 600; 3: 294; 4: 1005.8985; 5: 0.13036; 6: 0.59648; 8: 0.99414; 9: 0.33333
| 32 | 1: 28 <= V; 2: 960; 3: 325.1; 4: 2087.075; 5: 0.27301; 6: 0.45997; 8: 0.47914; 9: 0.33333
| WEIGHTED AVERAGE | 4: 1124.1299; 5: 0.14602; 6: 0.71004; 7: 0; 8: 1.6841
Note on C124: [Threaded comment] Your version of Excel allows you to read this threaded comment; however, any edits to it will get removed if the file is opened in a newer version of Excel. Learn more: https://go.microsoft.com/fwlink/?linkid=870924 Comment: Values are from the MN TRM, PR level splits and other baseline study information needed.

## CI Steamers
| MEASURE GROUP DEFINITION |  |  |  | REGION | #REF!
| INPUT CELLS | CALCULATED CELLS
| MEASURE NAME | [10 empty] | TAB NAMING LOOKUPS (DEFINED BY OVERALL PROJECT, NOT SPECIFIC MEASURE)
| Short Name (Same as Tab Name!) | Long Name | Sector (full name) | Life | Life Source | [6 empty] | Fuel Type
| CI Steamers | ENERGY STAR Steamers | C&I | 12 | IL TRM V12 | [6 empty] | Fuel | Electric | Gas | Oil | Propane
[12 empty] | Abbreviation | E | G | O | P
| TAB BREAKOUT |  |  |  |  | [PULL FORMULA DOWN] | [PULL FORMULA DOWN]
# | Primary Fuel | Secondary Fuel (blank OK) | End Use | Market (RET or MD) | Custom Field (blank OK) | Fuel Abbreviations | End Use Abbr. | UNIQUE MEASURE NAME | Long Name |  |  | Sector
1 | Electric |  | Cooking | MD |  | E | Cook | CI Steamers_CI, E - Cook (MD) | ENERGY STAR Steamers |  |  | Sector | Residential | C&I
2 | Propane |  | Cooking | MD |  | P | Cook | CI Steamers_CI, P - Cook (MD) | ENERGY STAR Steamers |  |  | Abbreviation | Res | CI
3
4 | [11 empty] | Market
5 | [11 empty] | Market | Retrofit | Market-Driven
6 | [11 empty] | Abbreviation | RET | MD
7
8 | [11 empty] | Building Types
9 | [11 empty] | Building Types | Single Family | Multifamily | LI Single Family | LI Multifamily | Small Education - College/University | Small Education - Other | Small Grocery | Small Health - Hospital | Small Health - Other | Small Industrial Manufacturing | Small Institutional/Public Service | Small Lodging | Small Miscellaneous/Other | Small Office | Small Restaurant | Small Retail | Small Warehouse | Large Education - College/University | Large Education - Other | Large Grocery | Large Health - Hospital | Large Health - Other | Large Industrial Manufacturing | Large Institutional/Public Service | Large Lodging | Large Miscellaneous/Other | Large Office | Large Restaurant | Large Retail | Large Warehouse
10
End Use
[12 empty] | End Use | Appliances | Cooking | Cooling | Exterior Lighting | Interior Lighting | Other | Plug Loads | Refrigeration | Space Heating | Ventilation | Water Heating | Drives | Motors and VFDs | Compressed Air Systems | Process Cooling and Refrigeration | Process Heating | Total Electric | Total Gas
[12 empty] | Abbreviation | Appl | Cook | Cool | ExtL | IntL | Oth | Plug | Refr | Heat | Vent | HWat | Driv | Motr | CAS | PrC | PrH | TotE | TotG
KEY FOR MEASURE DATA ROWS
CALCULATED FIELD
ENTER MANUALLY OR FORMULAICALLY FROM CALCULATIONS SECTION
MEASURE DATA
SOURCES
| GENERAL ('Measures' Sheet) INPUTS | 1 | 2 | 3 | 4 | 5 | 6 | 7 | 8 | 9 | 10 | 1 | 2 | 3 | 4 | 5 | 6 | 7 | 8 | 9 | 10
1 | Measure Name | 1: CI Steamers_CI, E - Cook (MD); 2: CI Steamers_CI, P - Cook (MD); SOURCES 1: CI Steamers_CI, E - Cook (MD); SOURCES 2: CI Steamers_CI, P - Cook (MD)
2 | Measure Long Name | 1: ENERGY STAR Steamers; 2: ENERGY STAR Steamers; SOURCES 1: -; SOURCES 2: -
3 | Parent Measure Name | 1: CI Steamers_CI, E - Cook (MD); 2: CI Steamers_CI, P - Cook (MD); SOURCES 1: -; SOURCES 2: -
4 | Parent Measure Long Name | 1: ENERGY STAR Steamers; 2: ENERGY STAR Steamers; SOURCES 1: -; SOURCES 2: -
5 | Sector | 1: C&I; 2: C&I; SOURCES 1: -; SOURCES 2: -
6 | Description | 1: Replacement of failed or working electric steamers with new high efficiency steamers.; 2: Replacement of failed or working gas steamers with new high efficiency steamers.; SOURCES 1: -; SOURCES 2: -
7 | Life | 1: 12; 2: 12; SOURCES 1: -; SOURCES 2: -
8 | Exist. Life | bar: SOURCES 1 to SOURCES 2
9 | Primary Fuel | 1: E; 2: Prp; SOURCES 1: -; SOURCES 2: -
10 | Secondary Fuel | bar: 1 to SOURCES 2
11 | Primary Fuel End Use | 1: Cooking; 2: Cooking; SOURCES 1: -; SOURCES 2: -
12 | Secondary Fuel End Use | bar: SOURCES 1 to SOURCES 2
13 | Elec Load Shape | bar: SOURCES 1 to SOURCES 2
14 | Fuel Switch (Y/N) | bar: SOURCES 1 to SOURCES 2
15 | Waste Heat Adjust. (Y/N) | bar: SOURCES 1 to SOURCES 2
16 | Depends On | bar: SOURCES 1 to SOURCES 2
17 | Links With | bar: SOURCES 1 to SOURCES 2
18 | Mutual Exclusivity | bar: SOURCES 1 to SOURCES 2
19 | bar: SOURCES 1 to SOURCES 2
20 | GENERAL ('MeasChars' Sheet) INPUTS | 1: ENERGY STAR Steamers; 2: ENERGY STAR Steamers; SOURCES 1: -; SOURCES 2: -
21 | Mkt (MD or RET) | bar: 1 to SOURCES 2
22 | Target Markets (NC, RENO, REPL, RET) | 1: #REF!; 2: #REF!; SOURCES 1: -; SOURCES 2: -
23 | Baseline Description | 1: Baseline Steamer; 2: Baseline Steamer; SOURCES 1: -; SOURCES 2: -
24 | Efficient Description | 1: ENERGY STAR Steamer; 2: ENERGY STAR Steamer; SOURCES 1: -; SOURCES 2: -
25 | Start Year | 1: #REF!; 2: #REF!; SOURCES 1: -; SOURCES 2: -
26 | End Year | 1: #REF!; 2: #REF!; SOURCES 1: -; SOURCES 2: -
27 | Building type assumed for characterization | 1: Small Restaurant; 2: Small Restaurant; SOURCES 1: -; SOURCES 2: -
28 | Units for Costs & Savings Values | bar: SOURCES 1 to SOURCES 2
29 | Efficient kW ¦ MMBtu | bar: SOURCES 1 to SOURCES 2
30 | Baseline kW ¦ MMBtu | bar: SOURCES 1 to SOURCES 2
31 | Full Load Hours | bar: SOURCES 1 to SOURCES 2
32 | kWh ¦ MMBtu Annual Savings | 1: 10.7393; 2: 154.2142; SOURCES 1: -; SOURCES 2: -
33 | % Savings (primary fuel) | 1: 32.63%; 2: 85.43%; SOURCES 1: 3; SOURCES 2: 3
34 | Efficient Equip Cost | bar: SOURCES 1 to SOURCES 2
35 | Baseline Equip Cost | bar: SOURCES 1 to SOURCES 2
36 | Incremental Cost | 1: 2758; 2: 2059; SOURCES 1: -; SOURCES 2: -
37 | Incremental Cost per kWh ¦ MMBtu Saved | 1: 348.7881; 2: 15.8755; SOURCES 1: 4; SOURCES 2: 22
38 | bar: SOURCES 1 to SOURCES 2
39 | SECONDARY END-USE FUEL IMPACTS (MMBtu/kWh), OR Elec Impacts (kWh/MMBtu) | 1: ENERGY STAR Steamers; 2: ENERGY STAR Steamers; SOURCES 1: -; SOURCES 2: -
40 | Fossil Fuel (or Elec) Savings - increased use is negative (MMBtu/yr ¦ kWh/yr) | bar: SOURCES 1 to SOURCES 2
41 | Annual Fossil Fuel (or Elec) Savings per Elec (or FF) Savings - increased is negative (MMBtu/kWh ¦ kWh/MMBtu saved) | bar: SOURCES 1 to SOURCES 2
42 | bar: SOURCES 1 to SOURCES 2
43 | EARLY-RETIREMENT RETROFIT MEASURE INPUTS | bar: SOURCES 1 to SOURCES 2
44 | Baseline Equip. Life | bar: SOURCES 1 to SOURCES 2
45 | Baseline Equip. Age | bar: SOURCES 1 to SOURCES 2
46 | Baseline Cost | bar: SOURCES 1 to SOURCES 2
47 | Baseline Cost per kWh ¦ MMBtu saved | bar: SOURCES 1 to SOURCES 2
48 | Baseline shift savings factor (for RET) | bar: SOURCES 1 to SOURCES 2
49 | bar: SOURCES 1 to SOURCES 2
50 | O&M INPUTS | bar: SOURCES 1 to SOURCES 2
51 | Efficient Component 1 (description) | bar: SOURCES 1 to SOURCES 2
52 | Eff Component 1 Life (years) | bar: SOURCES 1 to SOURCES 2
53 | Eff Component 1 Replacement Cost | bar: SOURCES 1 to SOURCES 2
54 | Eff Component 1 Replacement Cost per kWh ¦ MMBtu saved | bar: SOURCES 1 to SOURCES 2
55 | Efficient Component 2 (description) | bar: SOURCES 1 to SOURCES 2
56 | Eff Component 2 Life (years) | bar: SOURCES 1 to SOURCES 2
57 | Eff Component 2 Replacement Cost | bar: SOURCES 1 to SOURCES 2
58 | Eff Component 2 Replacement Cost per kWh ¦ MMBtu saved | bar: SOURCES 1 to SOURCES 2
59 | Baseline Component 1 (description) | bar: SOURCES 1 to SOURCES 2
60 | Baseline Component 1 Life (years) | bar: SOURCES 1 to SOURCES 2
61 | Baseline Component 1 Replacement Cost | bar: SOURCES 1 to SOURCES 2
62 | Baseline Component 1 Replacement Cost per kWh ¦ MMBtu saved | bar: SOURCES 1 to SOURCES 2
63 | Baseline Component 2 (description) | bar: SOURCES 1 to SOURCES 2
64 | Baseline Component 2 Life (years) | bar: SOURCES 1 to SOURCES 2
65 | Baseline Component 2 Replacement Cost | bar: SOURCES 1 to SOURCES 2
66 | Baseline Component 2 Replacement Cost per kWh ¦ MMBtu saved | bar: SOURCES 1 to SOURCES 2
67 | O&M Annual Levelized Cost ($/kWh ¦ $/MMBtu) | bar: SOURCES 1 to SOURCES 2
68 | bar: SOURCES 1 to SOURCES 2
69 | Water INPUTS | bar: SOURCES 1 to SOURCES 2
70 | Water (gal/yr) | bar: SOURCES 1 to SOURCES 2
71 | Water [gal/yr per kWh ¦ MMBtu saved] | bar: SOURCES 1 to SOURCES 2
ΔkWh = (ΔDailyIdleEnergy + ΔDailyPreheatEnergy + ΔDailyCookingEnergy) * Days /1,000
ΔIdle Energy = ((((1- CSM%Baseline)* IDLEBASE + CSM%Baseline * PCBASE * EFOOD / EFFBASE) * (HOURSday - (F / PCBase) - ( PREnumber *PRETimeBase))) - (((1- CSM%ENERGYSTAR) * IDLEENERGYSTAR + CSM%ENERGYSTAR * PCENERGYSTAR * EFOOD / EFFENERGYSTAR) * (HOURSDay - (F l/ PCENERGYSTAR ) - (PREnumber * PRETimeEE ))))
ΔPreheat Energy = (PREnumber *(PREheatEnergyBase - PREheatEnergyEE)
ΔCooking Energy = ((1/ EFFBASE) - (1/ EFFENERGY STAR)) * F * EFOOD
ΔkW = ((ΔDailyIdleEnergy + ΔDailyPreheatEnergy + ΔDailyCookingEnergy)/(1,000 * HOURS) * CF
CALCULATIONS
| Measure Life | 1: 12; 3: Measure life of ES Steamer
| Idlebase | 1: Table; 3: Idle energy rate of baseline Steamer (lb/h)
| IdleES | 1: Table; 3: Idle energy rate of ENERGY STAR electric Steamer (lb/h)
| Hours | 1: Table; 3: Average daily hours of operation
| Preheattime | 1: 15; 3: Time required to preheat the Steamer (mins/day)
| LB | 1: 150; 3: Food cooked per day (lbs)
| Pcbase | 1: Table; 3: Production capacity of baseline Steamer (lb/h)
| Pcestar | 1: Table; 3: Production capacity of ES Steamer (lb/h)
| Days | 1: 365.25; 3: Total energy used during preheat of baseline Steamer (kWh)
| CSMbaseline | 1: 90%
| CSMenergystar | 1: 0%; 3: Total energy used during preheat of ES Steamer (kWh)
| Hoursday | 1: 6
| F | 1: 100
PREnumber | bar: 1
|  | Preheatenergybase | PreheatenergyES | Efood | Effbase | EffES | PREtimebase | PREtimeES
| Elec | 1: 1.78; 2: 11.9; 3: 0.0308; 4: 26%; 5: 38%; 6: 11.9; 7: 13.2
| Gas | 1: 18832.7; 2: 10293.9; 3: 105; 4: 15%; 5: 50%; 6: 10.9; 7: 13.4
Location | bar: 1
| Fast Food Limited Menu | 1: 0.32
| Fast Food Expanded Menu | 1: 0.41
| Pizza | 1: 0.46
| Full Service Limited Menu | 1: 0.51
| Full Service Expanded Menu | 1: 0.36
| Cafeteria | 1: 0.39
| Electric No of Pans | 1: Idlebase; 2: IdleES; 3: Pcbase; 4: Pcestar; 5: Incremental Cost
| 3 | 1: 1; 2: 0.4; 3: 70; 4: 50; 5: 2758
| 4 | 1: 1.33; 2: 0.53; 3: 93; 4: 67; 5: 2758
| 5 | 1: 1.67; 2: 0.67; 3: 117; 4: 83; 5: 2758
| 6 | 1: 2; 2: 0.8; 3: 140; 4: 100; 5: 2758
| 10 | 1: 1.2; 2: 0.8; 3: 233; 4: 167; 5: 2758
| Gas No of Pans | 1: Idlebase; 2: IdleES; 3: Pcbase; 4: Pcestar; 5: Incremental Cost
| 3 | 1: 11000; 2: 6250; 3: 65; 4: 55; 5: 2059
| 4 | 1: 14667; 2: 8333; 3: 87; 4: 73; 5: 2059
| 5 | 1: 18333; 2: 10417; 3: 108; 4: 92; 5: 2059
| 6 | 1: 22000; 2: 12500; 3: 130; 4: 110; 5: 2059
| 10 | 1: 18000; 2: 12500; 3: 233; 4: 200; 5: 2059
| Fryer Type | ΔDailyIdleEnergy Base | ΔDailyPreheatEnergy Base | ΔDailyCookingEnergy Base | ΔDailyIdleEnergy ES | ΔDailyPreheatEnergy ES | ΔDailyCookingEnergy ES | Delta Base | Delta ES | delkWh | Peak kW | % Savings | Incremental Cost | Incremental Cost/kWh | Weighting
| 3 | 33.0741 | 1.78 | 11.8462 | 15.2991 | 11.9 | 8.1053 | 17.0573 | 12.8949 | 4.1624 |  | 0.24402 | 2758 | 662.6064 | 0.2
| 4 | 47.4919 | 1.78 | 11.8462 | 23.2272 | 11.9 | 8.1053 | 22.3234 | 15.7907 | 6.5327 |  | 0.29264 | 2758 | 422.1825 | 0.2
| 5 | 62.5346 | 1.78 | 11.8462 | 30.7664 | 11.9 | 8.1053 | 27.8177 | 18.5444 | 9.2734 |  | 0.33336 | 2758 | 297.411 | 0.2
| 6 | 76.9525 | 1.78 | 11.8462 | 38.6928 | 11.9 | 8.1053 | 33.0839 | 21.4395 | 11.6444 |  | 0.35197 | 2758 | 236.8526 | 0.2
| 10 | 134.1046 | 1.78 | 11.8462 | 67.2634 | 11.9 | 8.1053 | 53.9587 | 31.8749 | 22.0838 |  | 0.40927 | 2758 | 124.8881 | 0.2
| WEIGHTED AVERAGE | 9: 10.7393; 10: 0; SOURCES 1: 0.32625; SOURCES 2: 2758; SOURCES 3: 348.7881
| Fryer Type | ΔDailyIdleEnergy Base | ΔDailyPreheatEnergy Base | ΔDailyCookingEnergy Base | ΔDailyIdleEnergy ES | ΔDailyPreheatEnergy ES | ΔDailyCookingEnergy ES | Gas Replaced | Gas Added | Electric Added in MMBtu | delMMBtu | % Savings | Incremental Cost | Incremental Cost/MMBtu | Weighting
| 3 | 179968.609 | 18832.7 | 70000 | 65888.9803 | 10293.9 | 21000 | 98.1797 | 35.496 | 16.0701 | 82.1096 | 0.83632 | 2059 | 25.0762 | 0.2
| 4 | 262750.7374 | 18832.7 | 70000 | 97522.5648 | 10293.9 | 21000 | 128.4159 | 47.0502 | 19.6788 | 108.737 | 0.84676 | 2059 | 18.9356 | 0.2
| 5 | 341848.6505 | 18832.7 | 70000 | 130397.3906 | 10293.9 | 21000 | 157.3064 | 59.0577 | 23.1106 | 134.1958 | 0.85309 | 2059 | 15.3433 | 0.2
| 6 | 424629.5256 | 18832.7 | 70000 | 162041.597 | 10293.9 | 21000 | 187.5421 | 70.6158 | 26.7186 | 160.8235 | 0.85753 | 2059 | 12.8029 | 0.2
| 10 | 800773.6178 | 18832.7 | 70000 | 265416.3333 | 10293.9 | 21000 | 324.9287 | 108.3734 | 39.7235 | 285.2052 | 0.87775 | 2059 | 7.2194 | 0.2
| WEIGHTED AVERAGE | 9: 25.0603; 10: 154.2142; SOURCES 1: 0.85429; SOURCES 2: 2059; SOURCES 3: 15.8755
Note on C132: [Threaded comment] Your version of Excel allows you to read this threaded comment; however, any edits to it will get removed if the file is opened in a newer version of Excel. Learn more: https://go.microsoft.com/fwlink/?linkid=870924 Comment: Values are from the MN TRM, PR level splits and other baseline study information needed.

## CI ECM Circulators CW
| MEASURE GROUP DEFINITION |  |  |  | REGION | #REF!
| INPUT CELLS | CALCULATED CELLS
| MEASURE NAME | [10 empty] | TAB NAMING LOOKUPS (DEFINED BY OVERALL PROJECT, NOT SPECIFIC MEASURE)
| Short Name (Same as Tab Name!) | Long Name | Sector (full name) | Life | Life Source | [6 empty] | Fuel Type
| CI ECM Circulators CW | ECM Circulators, CW | C&I | 15 | NY TRM V11 | [6 empty] | Fuel | Electric | Gas | Oil | Propane
[12 empty] | Abbreviation | E | G | O | P
| TAB BREAKOUT |  |  |  |  | [PULL FORMULA DOWN] | [PULL FORMULA DOWN]
# | Primary Fuel | Secondary Fuel (blank OK) | End Use | Market (RET or MD) | Custom Field (blank OK) | Fuel Abbreviations | End Use Abbr. | UNIQUE MEASURE NAME | Long Name |  |  | Sector
1 | Electric |  | Other | MD |  | E | Oth | CI ECM Circulators CW_CI, E - Oth (MD) | ECM Circulators, CW |  |  | Sector | Residential | C&I
2 | [11 empty] | Abbreviation | Res | CI
3
4 | [11 empty] | Market
5 | [11 empty] | Market | Retrofit | Market-Driven
6 | [11 empty] | Abbreviation | RET | MD
7
8 | [11 empty] | Building Types
9 | [11 empty] | Building Types | Single Family | Multifamily | LI Single Family | LI Multifamily | Small Education - College/University | Small Education - Other | Small Grocery | Small Health - Hospital | Small Health - Other | Small Industrial Manufacturing | Small Institutional/Public Service | Small Lodging | Small Miscellaneous/Other | Small Office | Small Restaurant | Small Retail | Small Warehouse | Large Education - College/University | Large Education - Other | Large Grocery | Large Health - Hospital | Large Health - Other | Large Industrial Manufacturing | Large Institutional/Public Service | Large Lodging | Large Miscellaneous/Other | Large Office | Large Restaurant | Large Retail | Large Warehouse
10
End Use
[12 empty] | End Use | Appliances | Cooking | Cooling | Exterior Lighting | Interior Lighting | Other | Plug Loads | Refrigeration | Space Heating | Ventilation | Water Heating | Drives | Motors and VFDs | Compressed Air Systems | Process Cooling and Refrigeration | Process Heating | Total Electric | Total Gas
[12 empty] | Abbreviation | Appl | Cook | Cool | ExtL | IntL | Oth | Plug | Refr | Heat | Vent | HWat | Driv | Motr | CAS | PrC | PrH | TotE | TotG
KEY FOR MEASURE DATA ROWS
CALCULATED FIELD
ENTER MANUALLY OR FORMULAICALLY FROM CALCULATIONS SECTION
MEASURE DATA
SOURCES
| GENERAL ('Measures' Sheet) INPUTS | 1 | 2 | 3 | 4 | 5 | 6 | 7 | 8 | 9 | 10 | 1 | 2 | 3 | 4 | 5 | 6 | 7 | 8 | 9 | 10
1 | Measure Name | 1: CI ECM Circulators CW_CI, E - Oth (MD); SOURCES 1: CI ECM Circulators CW_CI, E - Oth (MD)
2 | Measure Long Name | 1: ECM Circulators, CW; SOURCES 1: -
3 | Parent Measure Name | 1: CI ECM Circulators CW_CI, E - Oth (MD); SOURCES 1: -
4 | Parent Measure Long Name | 1: ECM Circulators, CW; SOURCES 1: -
5 | Sector | 1: C&I; SOURCES 1: -
6 | Description | 1: This measure covers the replacement of standard efficiency permanent split capacitor (PSC) motor circulator pumps with electronically commutated (EC) motor circulator pumps in HVAC hydronic and DHW systems; SOURCES 1: -
7 | Life | 1: 15; SOURCES 1: -
8 | Exist. Life | bar: SOURCES 1
9 | Primary Fuel | bar: 1 to SOURCES 1
10 | Secondary Fuel | bar: SOURCES 1
11 | Primary Fuel End Use | 1: Other; SOURCES 1: -
12 | Secondary Fuel End Use | bar: SOURCES 1
13 | Elec Load Shape | bar: SOURCES 1
14 | Fuel Switch (Y/N) | bar: SOURCES 1
15 | Waste Heat Adjust. (Y/N) | bar: SOURCES 1
16 | Depends On | bar: SOURCES 1
17 | Links With | bar: SOURCES 1
18 | Mutual Exclusivity | bar: SOURCES 1
19 | bar: SOURCES 1
20 | GENERAL ('MeasChars' Sheet) INPUTS | 1: ECM Circulators, CW; SOURCES 1: -
21 | Mkt (MD or RET) | bar: 1 to SOURCES 1
22 | Target Markets (NC, RENO, REPL, RET) | 1: #REF!; SOURCES 1: -
23 | Baseline Description | 1: PSC Motor; SOURCES 1: -
24 | Efficient Description | 1: New ECM Motor; SOURCES 1: -
25 | Start Year | 1: #REF!; SOURCES 1: -
26 | End Year | 1: #REF!; SOURCES 1: -
27 | Building type assumed for characterization | 1: Single Family; SOURCES 1: -
28 | Units for Costs & Savings Values | bar: SOURCES 1
29 | Efficient kW ¦ MMBtu | bar: SOURCES 1
30 | Baseline kW ¦ MMBtu | bar: SOURCES 1
31 | Full Load Hours | bar: SOURCES 1
32 | kWh ¦ MMBtu Annual Savings | 1: 267.444; SOURCES 1: -
33 | % Savings (primary fuel) | 1: 0.56072; SOURCES 1: 2
34 | Efficient Equip Cost | bar: SOURCES 1
35 | Baseline Equip Cost | bar: SOURCES 1
36 | Incremental Cost | 1: 0; SOURCES 1: -
37 | Incremental Cost per kWh ¦ MMBtu Saved | 1: 0; SOURCES 1: 47
38 | bar: SOURCES 1
39 | SECONDARY END-USE FUEL IMPACTS (MMBtu/kWh), OR Elec Impacts (kWh/MMBtu) | 1: ECM Circulators, CW; SOURCES 1: -
40 | Fossil Fuel (or Elec) Savings - increased use is negative (MMBtu/yr ¦ kWh/yr) | bar: SOURCES 1
41 | Annual Fossil Fuel (or Elec) Savings per Elec (or FF) Savings - increased is negative (MMBtu/kWh ¦ kWh/MMBtu saved) | bar: SOURCES 1
42 | bar: SOURCES 1
43 | EARLY-RETIREMENT RETROFIT MEASURE INPUTS | bar: SOURCES 1
44 | Baseline Equip. Life | bar: SOURCES 1
45 | Baseline Equip. Age | bar: SOURCES 1
46 | Baseline Cost | bar: SOURCES 1
47 | Baseline Cost per kWh ¦ MMBtu saved | bar: SOURCES 1
48 | Baseline shift savings factor (for RET) | bar: SOURCES 1
49 | bar: SOURCES 1
50 | O&M INPUTS | bar: SOURCES 1
51 | Efficient Component 1 (description) | bar: SOURCES 1
52 | Eff Component 1 Life (years) | bar: SOURCES 1
53 | Eff Component 1 Replacement Cost | bar: SOURCES 1
54 | Eff Component 1 Replacement Cost per kWh ¦ MMBtu saved | bar: SOURCES 1
55 | Efficient Component 2 (description) | bar: SOURCES 1
56 | Eff Component 2 Life (years) | bar: SOURCES 1
57 | Eff Component 2 Replacement Cost | bar: SOURCES 1
58 | Eff Component 2 Replacement Cost per kWh ¦ MMBtu saved | bar: SOURCES 1
59 | Baseline Component 1 (description) | bar: SOURCES 1
60 | Baseline Component 1 Life (years) | bar: SOURCES 1
61 | Baseline Component 1 Replacement Cost | bar: SOURCES 1
62 | Baseline Component 1 Replacement Cost per kWh ¦ MMBtu saved | bar: SOURCES 1
63 | Baseline Component 2 (description) | bar: SOURCES 1
64 | Baseline Component 2 Life (years) | bar: SOURCES 1
65 | Baseline Component 2 Replacement Cost | bar: SOURCES 1
66 | Baseline Component 2 Replacement Cost per kWh ¦ MMBtu saved | bar: SOURCES 1
67 | O&M Annual Levelized Cost ($/kWh ¦ $/MMBtu) | bar: SOURCES 1
68 | bar: SOURCES 1
69 | Water INPUTS | bar: SOURCES 1
70 | Water (gal/yr) | bar: SOURCES 1
71 | Water [gal/yr per kWh ¦ MMBtu saved] | bar: SOURCES 1
CALCULATIONS
| INPUTS/VARIABLES | 1: VALUE; 2: SOURCE; 3: DESCRIPTION
| Wbaseline | 1: See table; 2: NY TRM V11 pg. 753
| Wee | 1: See table; 2: NY TRM V11 pg. 753
| hrsCW | 1: 2208; 2: NY TRM V11 pg. 753
| hrsDHW | 1: 5256; 2: NY TRM V11 pg. 753
| CF | 1: 0.8; 2: NY TRM V11 pg. 753
Incremental cost
| EC Circulator hhp | 1: Approx PSC; 2: Wbaseline; 3: Wee; 4: delkWh; 5: delkW; 6: %Savings; 7: Weighting
| 0.002 | 1: 1/40; 2: 60; 3: 15; 4: 99.36; 5: 0.036; 6: 0.75; 7: 0.125
| 0.009 | 1: 1/40; 2: 77; 3: 29; 4: 105.984; 5: 0.0384; 6: 0.62338; 7: 0.125
| 0.016 | 1: 1/25; 2: 96; 3: 40; 4: 123.648; 5: 0.0448; 6: 0.58333; 7: 0.125
| 0.023 | 1: 1/25; 2: 124; 3: 53; 4: 156.768; 5: 0.0568; 6: 0.57258; 7: 0.125
| 0.03 | 1: 1/12; 2: 132; 3: 58; 4: 163.392; 5: 0.0592; 6: 0.56061; 7: 0.125
| 0.097 | 1: 1/6; 2: 269; 3: 138; 4: 289.248; 5: 0.1048; 6: 0.48699; 7: 0.125
| 0.099 | 1: 1/6; 2: 282; 3: 145; 4: 302.496; 5: 0.1096; 6: 0.48582; 7: 0.125
| 0.57 | 1: 1; 2: 962; 3: 555; 4: 898.656; 5: 0.3256; 6: 0.42308; 7: 0.125
[5 empty] | 267.444 | 0.0969 | 56.07%
Note on C115: [Threaded comment] Your version of Excel allows you to read this threaded comment; however, any edits to it will get removed if the file is opened in a newer version of Excel. Learn more: https://go.microsoft.com/fwlink/?linkid=870924 Comment: Factors here are from the NY baseline work. Needs to be adjusted to PR levels

## CI ECM Circulators DHW
| MEASURE GROUP DEFINITION |  |  |  | REGION | #REF!
| INPUT CELLS | CALCULATED CELLS
| MEASURE NAME | [10 empty] | TAB NAMING LOOKUPS (DEFINED BY OVERALL PROJECT, NOT SPECIFIC MEASURE)
| Short Name (Same as Tab Name!) | Long Name | Sector (full name) | Life | Life Source | [6 empty] | Fuel Type
| CI ECM Circulators DHW | ECM Circulators, DHW | C&I | 15 | NY TRM V11 | [6 empty] | Fuel | Electric | Gas | Oil | Propane
[12 empty] | Abbreviation | E | G | O | P
| TAB BREAKOUT |  |  |  |  | [PULL FORMULA DOWN] | [PULL FORMULA DOWN]
# | Primary Fuel | Secondary Fuel (blank OK) | End Use | Market (RET or MD) | Custom Field (blank OK) | Fuel Abbreviations | End Use Abbr. | UNIQUE MEASURE NAME | Long Name |  |  | Sector
1 | Electric |  | Other | MD |  | E | Oth | CI ECM Circulators DHW_CI, E - Oth (MD) | ECM Circulators, DHW |  |  | Sector | Residential | C&I
2 | [11 empty] | Abbreviation | Res | CI
3
4 | [11 empty] | Market
5 | [11 empty] | Market | Retrofit | Market-Driven
6 | [11 empty] | Abbreviation | RET | MD
7
8 | [11 empty] | Building Types
9 | [11 empty] | Building Types | Single Family | Multifamily | LI Single Family | LI Multifamily | Small Education - College/University | Small Education - Other | Small Grocery | Small Health - Hospital | Small Health - Other | Small Industrial Manufacturing | Small Institutional/Public Service | Small Lodging | Small Miscellaneous/Other | Small Office | Small Restaurant | Small Retail | Small Warehouse | Large Education - College/University | Large Education - Other | Large Grocery | Large Health - Hospital | Large Health - Other | Large Industrial Manufacturing | Large Institutional/Public Service | Large Lodging | Large Miscellaneous/Other | Large Office | Large Restaurant | Large Retail | Large Warehouse
10
End Use
[12 empty] | End Use | Appliances | Cooking | Cooling | Exterior Lighting | Interior Lighting | Other | Plug Loads | Refrigeration | Space Heating | Ventilation | Water Heating | Drives | Motors and VFDs | Compressed Air Systems | Process Cooling and Refrigeration | Process Heating | Total Electric | Total Gas
[12 empty] | Abbreviation | Appl | Cook | Cool | ExtL | IntL | Oth | Plug | Refr | Heat | Vent | HWat | Driv | Motr | CAS | PrC | PrH | TotE | TotG
KEY FOR MEASURE DATA ROWS
CALCULATED FIELD
ENTER MANUALLY OR FORMULAICALLY FROM CALCULATIONS SECTION
MEASURE DATA
SOURCES
| GENERAL ('Measures' Sheet) INPUTS | 1 | 2 | 3 | 4 | 5 | 6 | 7 | 8 | 9 | 10 | 1 | 2 | 3 | 4 | 5 | 6 | 7 | 8 | 9 | 10
1 | Measure Name | 1: CI ECM Circulators DHW_CI, E - Oth (MD); SOURCES 1: CI ECM Circulators DHW_CI, E - Oth (MD)
2 | Measure Long Name | 1: ECM Circulators, DHW; SOURCES 1: -
3 | Parent Measure Name | 1: CI ECM Circulators DHW_CI, E - Oth (MD); SOURCES 1: -
4 | Parent Measure Long Name | 1: ECM Circulators, DHW; SOURCES 1: -
5 | Sector | 1: C&I; SOURCES 1: -
6 | Description | 1: This measure covers the replacement of standard efficiency permanent split capacitor (PSC) motor circulator pumps with electronically commutated (EC) motor circulator pumps in HVAC hydronic and DHW systems; SOURCES 1: -
7 | Life | 1: 15; SOURCES 1: -
8 | Exist. Life | bar: SOURCES 1
9 | Primary Fuel | bar: 1 to SOURCES 1
10 | Secondary Fuel | bar: SOURCES 1
11 | Primary Fuel End Use | 1: Other; SOURCES 1: -
12 | Secondary Fuel End Use | bar: SOURCES 1
13 | Elec Load Shape | bar: SOURCES 1
14 | Fuel Switch (Y/N) | bar: SOURCES 1
15 | Waste Heat Adjust. (Y/N) | bar: SOURCES 1
16 | Depends On | bar: SOURCES 1
17 | Links With | bar: SOURCES 1
18 | Mutual Exclusivity | bar: SOURCES 1
19 | bar: SOURCES 1
20 | GENERAL ('MeasChars' Sheet) INPUTS | 1: ECM Circulators, DHW; SOURCES 1: -
21 | Mkt (MD or RET) | bar: 1 to SOURCES 1
22 | Target Markets (NC, RENO, REPL, RET) | 1: #REF!; SOURCES 1: -
23 | Baseline Description | 1: PSC Motor; SOURCES 1: -
24 | Efficient Description | 1: New ECM Motor; SOURCES 1: -
25 | Start Year | 1: #REF!; SOURCES 1: -
26 | End Year | 1: #REF!; SOURCES 1: -
27 | Building type assumed for characterization | 1: Single Family; SOURCES 1: -
28 | Units for Costs & Savings Values | bar: SOURCES 1
29 | Efficient kW ¦ MMBtu | bar: SOURCES 1
30 | Baseline kW ¦ MMBtu | bar: SOURCES 1
31 | Full Load Hours | bar: SOURCES 1
32 | kWh ¦ MMBtu Annual Savings | 1: 636.633; SOURCES 1: -
33 | % Savings (primary fuel) | 1: 0.56072; SOURCES 1: 2
34 | Efficient Equip Cost | bar: SOURCES 1
35 | Baseline Equip Cost | bar: SOURCES 1
36 | Incremental Cost | 1: 0; SOURCES 1: -
37 | Incremental Cost per kWh ¦ MMBtu Saved | 1: 0; SOURCES 1: 47
38 | bar: SOURCES 1
39 | SECONDARY END-USE FUEL IMPACTS (MMBtu/kWh), OR Elec Impacts (kWh/MMBtu) | 1: ECM Circulators, DHW; SOURCES 1: -
40 | Fossil Fuel (or Elec) Savings - increased use is negative (MMBtu/yr ¦ kWh/yr) | bar: SOURCES 1
41 | Annual Fossil Fuel (or Elec) Savings per Elec (or FF) Savings - increased is negative (MMBtu/kWh ¦ kWh/MMBtu saved) | bar: SOURCES 1
42 | bar: SOURCES 1
43 | EARLY-RETIREMENT RETROFIT MEASURE INPUTS | bar: SOURCES 1
44 | Baseline Equip. Life | bar: SOURCES 1
45 | Baseline Equip. Age | bar: SOURCES 1
46 | Baseline Cost | bar: SOURCES 1
47 | Baseline Cost per kWh ¦ MMBtu saved | bar: SOURCES 1
48 | Baseline shift savings factor (for RET) | bar: SOURCES 1
49 | bar: SOURCES 1
50 | O&M INPUTS | bar: SOURCES 1
51 | Efficient Component 1 (description) | bar: SOURCES 1
52 | Eff Component 1 Life (years) | bar: SOURCES 1
53 | Eff Component 1 Replacement Cost | bar: SOURCES 1
54 | Eff Component 1 Replacement Cost per kWh ¦ MMBtu saved | bar: SOURCES 1
55 | Efficient Component 2 (description) | bar: SOURCES 1
56 | Eff Component 2 Life (years) | bar: SOURCES 1
57 | Eff Component 2 Replacement Cost | bar: SOURCES 1
58 | Eff Component 2 Replacement Cost per kWh ¦ MMBtu saved | bar: SOURCES 1
59 | Baseline Component 1 (description) | bar: SOURCES 1
60 | Baseline Component 1 Life (years) | bar: SOURCES 1
61 | Baseline Component 1 Replacement Cost | bar: SOURCES 1
62 | Baseline Component 1 Replacement Cost per kWh ¦ MMBtu saved | bar: SOURCES 1
63 | Baseline Component 2 (description) | bar: SOURCES 1
64 | Baseline Component 2 Life (years) | bar: SOURCES 1
65 | Baseline Component 2 Replacement Cost | bar: SOURCES 1
66 | Baseline Component 2 Replacement Cost per kWh ¦ MMBtu saved | bar: SOURCES 1
67 | O&M Annual Levelized Cost ($/kWh ¦ $/MMBtu) | bar: SOURCES 1
68 | bar: SOURCES 1
69 | Water INPUTS | bar: SOURCES 1
70 | Water (gal/yr) | bar: SOURCES 1
71 | Water [gal/yr per kWh ¦ MMBtu saved] | bar: SOURCES 1
CALCULATIONS
| INPUTS/VARIABLES | 1: VALUE; 2: SOURCE; 3: DESCRIPTION
| Wbaseline | 1: See table; 2: NY TRM V11 pg. 753
| Wee | 1: See table; 2: NY TRM V11 pg. 753
| hrsCW | 1: 2208; 2: NY TRM V11 pg. 753
| hrsDHW | 1: 5256; 2: NY TRM V11 pg. 753
| CF | 1: 0.8; 2: NY TRM V11 pg. 753
Incremental cost
| EC Circulator hhp | 1: Approx PSC; 2: Wbaseline; 3: Wee; 4: delkWh; 5: delkW; 6: %Savings; 7: Weighting
| 0.002 | 1: 1/40; 2: 60; 3: 15; 4: 236.52; 5: 0.036; 6: 0.75; 7: 0.125
| 0.009 | 1: 1/40; 2: 77; 3: 29; 4: 252.288; 5: 0.0384; 6: 0.62338; 7: 0.125
| 0.016 | 1: 1/25; 2: 96; 3: 40; 4: 294.336; 5: 0.0448; 6: 0.58333; 7: 0.125
| 0.023 | 1: 1/25; 2: 124; 3: 53; 4: 373.176; 5: 0.0568; 6: 0.57258; 7: 0.125
| 0.03 | 1: 1/12; 2: 132; 3: 58; 4: 388.944; 5: 0.0592; 6: 0.56061; 7: 0.125
| 0.097 | 1: 1/6; 2: 269; 3: 138; 4: 688.536; 5: 0.1048; 6: 0.48699; 7: 0.125
| 0.099 | 1: 1/6; 2: 282; 3: 145; 4: 720.072; 5: 0.1096; 6: 0.48582; 7: 0.125
| 0.57 | 1: 1; 2: 962; 3: 555; 4: 2139.192; 5: 0.3256; 6: 0.42308; 7: 0.125
[5 empty] | 636.633 | 0.0969 | 56.07%
Note on C115: [Threaded comment] Your version of Excel allows you to read this threaded comment; however, any edits to it will get removed if the file is opened in a newer version of Excel. Learn more: https://go.microsoft.com/fwlink/?linkid=870924 Comment: Factors here are from the NY baseline work. Needs to be adjusted to PR levels

## CI Compressed Air Improv
| MEASURE GROUP DEFINITION |  |  |  | REGION | #REF!
| INPUT CELLS | CALCULATED CELLS
| MEASURE NAME | [10 empty] | TAB NAMING LOOKUPS (DEFINED BY OVERALL PROJECT, NOT SPECIFIC MEASURE)
| Short Name (Same as Tab Name!) | Long Name | Sector (full name) | Life | Life Source | [6 empty] | Fuel Type
| CI Compressed Air Improv | Commercial Compressed Air Improvements | C&I | 15 | [7 empty] | Fuel | Electric | Gas | Oil | Propane
[12 empty] | Abbreviation | E | G | O | P
| TAB BREAKOUT |  |  |  |  | [PULL FORMULA DOWN] | [PULL FORMULA DOWN]
# | Primary Fuel | Secondary Fuel (blank OK) | End Use | Market (RET or MD) | Custom Field (blank OK) | Fuel Abbreviations | End Use Abbr. | UNIQUE MEASURE NAME | Long Name |  |  | Sector
1 | Electric |  | Other | RET |  | E | Oth | CI Compressed Air Improv_CI, E - Oth (RET) | Commercial Compressed Air Improvements |  |  | Sector | Residential | C&I
2 | [11 empty] | Abbreviation | Res | CI
3
4 | [11 empty] | Market
5 | [11 empty] | Market | Retrofit | Market-Driven
6 | [11 empty] | Abbreviation | RET | MD
7
8 | [11 empty] | Building Types
9 | [11 empty] | Building Types | Single Family | Multifamily | LI Single Family | LI Multifamily | Small Education - College/University | Small Education - Other | Small Grocery | Small Health - Hospital | Small Health - Other | Small Industrial Manufacturing | Small Institutional/Public Service | Small Lodging | Small Miscellaneous/Other | Small Office | Small Restaurant | Small Retail | Small Warehouse | Large Education - College/University | Large Education - Other | Large Grocery | Large Health - Hospital | Large Health - Other | Large Industrial Manufacturing | Large Institutional/Public Service | Large Lodging | Large Miscellaneous/Other | Large Office | Large Restaurant | Large Retail | Large Warehouse
10
End Use
[12 empty] | End Use | Appliances | Cooking | Cooling | Exterior Lighting | Interior Lighting | Other | Plug Loads | Refrigeration | Space Heating | Ventilation | Water Heating | Drives | Motors and VFDs | Compressed Air Systems | Process Cooling and Refrigeration | Process Heating | Total Electric | Total Gas
[12 empty] | Abbreviation | Appl | Cook | Cool | ExtL | IntL | Oth | Plug | Refr | Heat | Vent | HWat | Driv | Motr | CAS | PrC | PrH | TotE | TotG
KEY FOR MEASURE DATA ROWS
CALCULATED FIELD
ENTER MANUALLY OR FORMULAICALLY FROM CALCULATIONS SECTION
MEASURE DATA
SOURCES
| GENERAL ('Measures' Sheet) INPUTS | 1 | 2 | 3 | 4 | 5 | 6 | 7 | 8 | 9 | 10 | 1 | 2 | 3 | 4 | 5 | 6 | 7 | 8 | 9 | 10
1 | Measure Name | 1: CI Compressed Air Improv_CI, E - Oth (RET); SOURCES 1: CI Compressed Air Improv_CI, E - Oth (RET)
2 | Measure Long Name | 1: Commercial Compressed Air Improvements; SOURCES 1: -
3 | Parent Measure Name | 1: CI Compressed Air Improv_CI, E - Oth (RET); SOURCES 1: -
4 | Parent Measure Long Name | 1: Commercial Compressed Air Improvements; SOURCES 1: -
5 | Sector | 1: C&I; SOURCES 1: -
6 | Description | 1: This measure covers the replacement of standard efficiency permanent split capacitor (PSC) motor circulator pumps with electronically commutated (EC) motor circulator pumps in HVAC hydronic and DHW systems; SOURCES 1: -
7 | Life | 1: 15; SOURCES 1: -
8 | Exist. Life | bar: SOURCES 1
9 | Primary Fuel | bar: 1 to SOURCES 1
10 | Secondary Fuel | bar: SOURCES 1
11 | Primary Fuel End Use | 1: Other; SOURCES 1: -
12 | Secondary Fuel End Use | bar: SOURCES 1
13 | Elec Load Shape | bar: SOURCES 1
14 | Fuel Switch (Y/N) | bar: SOURCES 1
15 | Waste Heat Adjust. (Y/N) | bar: SOURCES 1
16 | Depends On | bar: SOURCES 1
17 | Links With | bar: SOURCES 1
18 | Mutual Exclusivity | bar: SOURCES 1
19 | bar: SOURCES 1
20 | GENERAL ('MeasChars' Sheet) INPUTS | 1: Commercial Compressed Air Improvements; SOURCES 1: -
21 | Mkt (MD or RET) | 1: RET; SOURCES 1: -
22 | Target Markets (NC, RENO, REPL, RET) | 1: #REF!; SOURCES 1: -
23 | Baseline Description | 1: PSC Motor; SOURCES 1: -
24 | Efficient Description | 1: New ECM Motor; SOURCES 1: -
25 | Start Year | 1: #REF!; SOURCES 1: -
26 | End Year | 1: #REF!; SOURCES 1: -
27 | Building type assumed for characterization | 1: Single Family; SOURCES 1: -
28 | Units for Costs & Savings Values | bar: SOURCES 1
29 | Efficient kW ¦ MMBtu | bar: SOURCES 1
30 | Baseline kW ¦ MMBtu | bar: SOURCES 1
31 | Full Load Hours | bar: SOURCES 1
32 | kWh ¦ MMBtu Annual Savings | 1: 0; SOURCES 1: -
33 | % Savings (primary fuel) | 1: 0; SOURCES 1: 2
34 | Efficient Equip Cost | bar: SOURCES 1
35 | Baseline Equip Cost | bar: SOURCES 1
36 | Incremental Cost | 1: 0; SOURCES 1: -
37 | Incremental Cost per kWh ¦ MMBtu Saved | 1: #DIV/0!; SOURCES 1: 47
38 | bar: SOURCES 1
39 | SECONDARY END-USE FUEL IMPACTS (MMBtu/kWh), OR Elec Impacts (kWh/MMBtu) | 1: Commercial Compressed Air Improvements; SOURCES 1: -
40 | Fossil Fuel (or Elec) Savings - increased use is negative (MMBtu/yr ¦ kWh/yr) | bar: SOURCES 1
41 | Annual Fossil Fuel (or Elec) Savings per Elec (or FF) Savings - increased is negative (MMBtu/kWh ¦ kWh/MMBtu saved) | bar: SOURCES 1
42 | bar: SOURCES 1
43 | EARLY-RETIREMENT RETROFIT MEASURE INPUTS | bar: SOURCES 1
44 | Baseline Equip. Life | bar: SOURCES 1
45 | Baseline Equip. Age | bar: SOURCES 1
46 | Baseline Cost | bar: SOURCES 1
47 | Baseline Cost per kWh ¦ MMBtu saved | bar: SOURCES 1
48 | Baseline shift savings factor (for RET) | bar: SOURCES 1
49 | bar: SOURCES 1
50 | O&M INPUTS | bar: SOURCES 1
51 | Efficient Component 1 (description) | bar: SOURCES 1
52 | Eff Component 1 Life (years) | bar: SOURCES 1
53 | Eff Component 1 Replacement Cost | bar: SOURCES 1
54 | Eff Component 1 Replacement Cost per kWh ¦ MMBtu saved | bar: SOURCES 1
55 | Efficient Component 2 (description) | bar: SOURCES 1
56 | Eff Component 2 Life (years) | bar: SOURCES 1
57 | Eff Component 2 Replacement Cost | bar: SOURCES 1
58 | Eff Component 2 Replacement Cost per kWh ¦ MMBtu saved | bar: SOURCES 1
59 | Baseline Component 1 (description) | bar: SOURCES 1
60 | Baseline Component 1 Life (years) | bar: SOURCES 1
61 | Baseline Component 1 Replacement Cost | bar: SOURCES 1
62 | Baseline Component 1 Replacement Cost per kWh ¦ MMBtu saved | bar: SOURCES 1
63 | Baseline Component 2 (description) | bar: SOURCES 1
64 | Baseline Component 2 Life (years) | bar: SOURCES 1
65 | Baseline Component 2 Replacement Cost | bar: SOURCES 1
66 | Baseline Component 2 Replacement Cost per kWh ¦ MMBtu saved | bar: SOURCES 1
67 | O&M Annual Levelized Cost ($/kWh ¦ $/MMBtu) | bar: SOURCES 1
68 | bar: SOURCES 1
69 | Water INPUTS | bar: SOURCES 1
70 | Water (gal/yr) | bar: SOURCES 1
71 | Water [gal/yr per kWh ¦ MMBtu saved] | bar: SOURCES 1
CALCULATIONS
Note on C115: [Threaded comment] Your version of Excel allows you to read this threaded comment; however, any edits to it will get removed if the file is opened in a newer version of Excel. Learn more: https://go.microsoft.com/fwlink/?linkid=870924 Comment: Factors here are from the NY baseline work. Needs to be adjusted to PR levels

## CI ES Pool Pumps
| MEASURE GROUP DEFINITION |  |  |  | REGION | #REF!
| INPUT CELLS | CALCULATED CELLS
| MEASURE NAME | [10 empty] | TAB NAMING LOOKUPS (DEFINED BY OVERALL PROJECT, NOT SPECIFIC MEASURE)
| Short Name (Same as Tab Name!) | Long Name | Sector (full name) | Life | Life Source | [6 empty] | Fuel Type
| CI ES Pool Pumps | ENERGY STAR Pool Pump | C&I | 10 | NY TRM V11 | [6 empty] | Fuel | Electric | Gas | Oil | Propane
[12 empty] | Abbreviation | E | G | O | P
| TAB BREAKOUT |  |  |  |  | [PULL FORMULA DOWN] | [PULL FORMULA DOWN]
# | Primary Fuel | Secondary Fuel (blank OK) | End Use | Market (RET or MD) | Custom Field (blank OK) | Fuel Abbreviations | End Use Abbr. | UNIQUE MEASURE NAME | Long Name |  |  | Sector
1 | Electric |  | Other | MD |  | E | Oth | CI ES Pool Pumps_CI, E - Oth (MD) | ENERGY STAR Pool Pump |  |  | Sector | Residential | C&I
2 | Electric |  | Other | RET |  | E | Oth | CI ES Pool Pumps_CI, E - Oth (RET) | ENERGY STAR Pool Pump |  |  | Abbreviation | Res | CI
3
4 | [11 empty] | Market
5 | [11 empty] | Market | Retrofit | Market-Driven
6 | [11 empty] | Abbreviation | RET | MD
7
8 | [11 empty] | Building Types
9 | [11 empty] | Building Types | Single Family | Multifamily | LI Single Family | LI Multifamily | Small Education - College/University | Small Education - Other | Small Grocery | Small Health - Hospital | Small Health - Other | Small Industrial Manufacturing | Small Institutional/Public Service | Small Lodging | Small Miscellaneous/Other | Small Office | Small Restaurant | Small Retail | Small Warehouse | Large Education - College/University | Large Education - Other | Large Grocery | Large Health - Hospital | Large Health - Other | Large Industrial Manufacturing | Large Institutional/Public Service | Large Lodging | Large Miscellaneous/Other | Large Office | Large Restaurant | Large Retail | Large Warehouse
10
End Use
[12 empty] | End Use | Appliances | Cooking | Cooling | Exterior Lighting | Interior Lighting | Other | Plug Loads | Refrigeration | Space Heating | Ventilation | Water Heating | Drives | Motors and VFDs | Compressed Air Systems | Process Cooling and Refrigeration | Process Heating | Total Electric | Total Gas
[12 empty] | Abbreviation | Appl | Cook | Cool | ExtL | IntL | Oth | Plug | Refr | Heat | Vent | HWat | Driv | Motr | CAS | PrC | PrH | TotE | TotG
KEY FOR MEASURE DATA ROWS
CALCULATED FIELD
ENTER MANUALLY OR FORMULAICALLY FROM CALCULATIONS SECTION
MEASURE DATA
SOURCES
| GENERAL ('Measures' Sheet) INPUTS | 1 | 2 | 3 | 4 | 5 | 6 | 7 | 8 | 9 | 10 | 1 | 2 | 3 | 4 | 5 | 6 | 7 | 8 | 9 | 10
1 | Measure Name | 1: CI ES Pool Pumps_CI, E - Oth (MD); 2: CI ES Pool Pumps_CI, E - Oth (RET); SOURCES 1: CI ES Pool Pumps_CI, E - Oth (MD); SOURCES 2: CI ES Pool Pumps_CI, E - Oth (RET)
2 | Measure Long Name | 1: ENERGY STAR Pool Pump; 2: ENERGY STAR Pool Pump; SOURCES 1: -; SOURCES 2: -
3 | Parent Measure Name | 1: CI ES Pool Pumps_CI, E - Oth (MD); 2: CI ES Pool Pumps_CI, E - Oth (RET); SOURCES 1: -; SOURCES 2: -
4 | Parent Measure Long Name | 1: ENERGY STAR Pool Pump; 2: ENERGY STAR Pool Pump; SOURCES 1: -; SOURCES 2: -
5 | Sector | 1: C&I; 2: C&I; SOURCES 1: -; SOURCES 2: -
6 | Description | 1: This measure covers the installation of ENERGY STAR® qualified multi-speed and variable frequency drive (VFD) commercial inground pool pumps; 2: This measure covers the installation of ENERGY STAR® qualified multi-speed and variable frequency drive (VFD) commercial inground pool pumps; SOURCES 1: -; SOURCES 2: -
7 | Life | 1: 10; 2: 10; SOURCES 1: -; SOURCES 2: -
8 | Exist. Life | bar: SOURCES 1 to SOURCES 2
9 | Primary Fuel | bar: 1 to SOURCES 2
10 | Secondary Fuel | bar: SOURCES 1 to SOURCES 2
11 | Primary Fuel End Use | 1: Other; 2: Other; SOURCES 1: -; SOURCES 2: -
12 | Secondary Fuel End Use | bar: SOURCES 1 to SOURCES 2
13 | Elec Load Shape | bar: SOURCES 1 to SOURCES 2
14 | Fuel Switch (Y/N) | bar: SOURCES 1 to SOURCES 2
15 | Waste Heat Adjust. (Y/N) | bar: SOURCES 1 to SOURCES 2
16 | Depends On | bar: SOURCES 1 to SOURCES 2
17 | Links With | bar: SOURCES 1 to SOURCES 2
18 | Mutual Exclusivity | bar: SOURCES 1 to SOURCES 2
19 | bar: SOURCES 1 to SOURCES 2
20 | GENERAL ('MeasChars' Sheet) INPUTS | 1: ENERGY STAR Pool Pump; 2: ENERGY STAR Pool Pump; SOURCES 1: -; SOURCES 2: -
21 | Mkt (MD or RET) | 1: MD; 2: RET; SOURCES 1: -; SOURCES 2: -
22 | Target Markets (NC, RENO, REPL, RET) | 1: #REF!; 2: #REF!; SOURCES 1: -; SOURCES 2: -
23 | Baseline Description | 1: Existing non ES Pool Pump; 2: Existing non ES Pool Pump; SOURCES 1: -; SOURCES 2: -
24 | Efficient Description | 1: ENERGY STAR Pool Pump; 2: ENERGY STAR Pool Pump; SOURCES 1: -; SOURCES 2: -
25 | Start Year | 1: #REF!; 2: #REF!; SOURCES 1: -; SOURCES 2: -
26 | End Year | 1: #REF!; 2: #REF!; SOURCES 1: -; SOURCES 2: -
27 | Building type assumed for characterization | 1: Single Family; SOURCES 1: -; SOURCES 2: -
28 | Units for Costs & Savings Values | bar: SOURCES 1 to SOURCES 2
29 | Efficient kW ¦ MMBtu | bar: SOURCES 1 to SOURCES 2
30 | Baseline kW ¦ MMBtu | bar: SOURCES 1 to SOURCES 2
31 | Full Load Hours | bar: SOURCES 1 to SOURCES 2
32 | kWh ¦ MMBtu Annual Savings | 1: 1202.8337; 2: 1202.8337; SOURCES 1: -; SOURCES 2: -
33 | % Savings (primary fuel) | 1: 0.22944; 2: 0.22944; SOURCES 1: 2
34 | Efficient Equip Cost | bar: SOURCES 1 to SOURCES 2
35 | Baseline Equip Cost | bar: SOURCES 1 to SOURCES 2
36 | Incremental Cost | 1: 0; 2: 0; SOURCES 1: -; SOURCES 2: -
37 | Incremental Cost per kWh ¦ MMBtu Saved | 1: 0; 2: 0; SOURCES 1: 47
38 | bar: SOURCES 1 to SOURCES 2
39 | SECONDARY END-USE FUEL IMPACTS (MMBtu/kWh), OR Elec Impacts (kWh/MMBtu) | 1: ENERGY STAR Pool Pump; 2: ENERGY STAR Pool Pump; SOURCES 1: -; SOURCES 2: -
40 | Fossil Fuel (or Elec) Savings - increased use is negative (MMBtu/yr ¦ kWh/yr) | bar: SOURCES 1 to SOURCES 2
41 | Annual Fossil Fuel (or Elec) Savings per Elec (or FF) Savings - increased is negative (MMBtu/kWh ¦ kWh/MMBtu saved) | bar: SOURCES 1 to SOURCES 2
42 | bar: SOURCES 1 to SOURCES 2
43 | EARLY-RETIREMENT RETROFIT MEASURE INPUTS | bar: SOURCES 1 to SOURCES 2
44 | Baseline Equip. Life | 2: 10; SOURCES 1: -; SOURCES 2: -
45 | Baseline Equip. Age | 2: 7; SOURCES 1: -; SOURCES 2: -
46 | Baseline Cost | 2: 0; SOURCES 1: -; SOURCES 2: -
47 | Baseline Cost per kWh ¦ MMBtu saved | 2: 0; SOURCES 1: -; SOURCES 2: -
48 | Baseline shift savings factor (for RET) | bar: SOURCES 1 to SOURCES 2
49 | bar: SOURCES 1 to SOURCES 2
50 | O&M INPUTS | bar: SOURCES 1 to SOURCES 2
51 | Efficient Component 1 (description) | bar: SOURCES 1 to SOURCES 2
52 | Eff Component 1 Life (years) | bar: SOURCES 1 to SOURCES 2
53 | Eff Component 1 Replacement Cost | bar: SOURCES 1 to SOURCES 2
54 | Eff Component 1 Replacement Cost per kWh ¦ MMBtu saved | bar: SOURCES 1 to SOURCES 2
55 | Efficient Component 2 (description) | bar: SOURCES 1 to SOURCES 2
56 | Eff Component 2 Life (years) | bar: SOURCES 1 to SOURCES 2
57 | Eff Component 2 Replacement Cost | bar: SOURCES 1 to SOURCES 2
58 | Eff Component 2 Replacement Cost per kWh ¦ MMBtu saved | bar: SOURCES 1 to SOURCES 2
59 | Baseline Component 1 (description) | bar: SOURCES 1 to SOURCES 2
60 | Baseline Component 1 Life (years) | bar: SOURCES 1 to SOURCES 2
61 | Baseline Component 1 Replacement Cost | bar: SOURCES 1 to SOURCES 2
62 | Baseline Component 1 Replacement Cost per kWh ¦ MMBtu saved | bar: SOURCES 1 to SOURCES 2
63 | Baseline Component 2 (description) | bar: SOURCES 1 to SOURCES 2
64 | Baseline Component 2 Life (years) | bar: SOURCES 1 to SOURCES 2
65 | Baseline Component 2 Replacement Cost | bar: SOURCES 1 to SOURCES 2
66 | Baseline Component 2 Replacement Cost per kWh ¦ MMBtu saved | bar: SOURCES 1 to SOURCES 2
67 | O&M Annual Levelized Cost ($/kWh ¦ $/MMBtu) | bar: SOURCES 1 to SOURCES 2
68 | bar: SOURCES 1 to SOURCES 2
69 | Water INPUTS | bar: SOURCES 1 to SOURCES 2
70 | Water (gal/yr) | bar: SOURCES 1 to SOURCES 2
71 | Water [gal/yr per kWh ¦ MMBtu saved] | bar: SOURCES 1 to SOURCES 2
CALCULATIONS
| INPUTS/VARIABLES | 1: VALUE; 2: SOURCE; 3: DESCRIPTION
| Wbaseline | 1: See table; 2: NY TRM V11 pg. 965
| Wee | 1: See table; 2: NY TRM V11 pg. 965
| days | 1: 365; 2: NY TRM V11 pg. 753
| Vpool | 1: 22400; 2: NY TRM V11 pg. 753
| Nturnover | 1: 4; 2: NY TRM V11 pg. 753
Incremental cost
| Measure life | 1: 10; 2: NY TRM V11 pg. 753
| Base Pump Sub type | 1: hhp; 2: Wbaseline; 3: Eff Nameplate HP; 4: Weff; 5: delkWh; 6: delkW; 7: %Savings; 8: Incremental cost; 9: Incremental cost/kWh; 10: Weightage
| Self-Priming | 1: 0.72; 2: 7.3456; 3: 1-1.4; 4: 8.7; 5: 693.1332; 7: 0.15568; 10: 0.1
| Self-Priming | 1: 0.95; 2: 6.708; 3: 1.65; 4: 8.9; 5: 1200.7844; 7: 0.24629; 10: 0.1
| Self-Priming | 1: 1.18; 2: 6.2093; 3: 2; 4: 9.3; 5: 1750.3649; 7: 0.33233; 10: 0.1
| Self-Priming | 1: 1.25; 2: 6.0768; 3: 2.5; 4: 7.4; 5: 962.3471; 7: 0.17881; 10: 0.1
| Self-Priming | 1: 1.65; 2: 5.4382; 3: 3; 4: 7.1; 5: 1407.5387; 7: 0.23405; 10: 0.1
| Non self priming | 1: 0.72; 2: 7.3456; 3: 1-1.4; 4: 8.7; 5: 693.1332; 7: 0.15568; 10: 0.1
| Non self priming | 1: 0.95; 2: 6.708; 3: 1.65; 4: 8.9; 5: 1200.7844; 7: 0.24629; 10: 0.1
| Non self priming | 1: 1.18; 2: 6.2093; 3: 2; 4: 9.3; 5: 1750.3649; 7: 0.33233; 10: 0.1
| Non self priming | 1: 1.25; 2: 6.0768; 3: 2.5; 4: 7.4; 5: 962.3471; 7: 0.17881; 10: 0.1
| Non self priming | 1: 1.65; 2: 5.4382; 3: 3; 4: 7.1; 5: 1407.5387; 7: 0.23405; 10: 0.1
[6 empty] | 1202.8337 | 0 | 0.22944 | 0 | 0
Note on G114: [Threaded comment] Your version of Excel allows you to read this threaded comment; however, any edits to it will get removed if the file is opened in a newer version of Excel. Learn more: https://go.microsoft.com/fwlink/?linkid=870924 Comment: Factors here are from the NY baseline work. Needs to be adjusted to PR levels

## CI HP Pool Heater
| MEASURE GROUP DEFINITION |  |  |  | REGION | #REF!
| INPUT CELLS | CALCULATED CELLS
| MEASURE NAME | [10 empty] | TAB NAMING LOOKUPS (DEFINED BY OVERALL PROJECT, NOT SPECIFIC MEASURE)
| Short Name (Same as Tab Name!) | Long Name | Sector (full name) | Life | Life Source | [6 empty] | Fuel Type
| CI HP Pool Heater | Heat Pump Pool Heater | C&I | 15 | NY TRM V11 | [6 empty] | Fuel | Electric | Gas | Oil | Propane
[12 empty] | Abbreviation | E | G | O | P
| TAB BREAKOUT |  |  |  |  | [PULL FORMULA DOWN] | [PULL FORMULA DOWN]
# | Primary Fuel | Secondary Fuel (blank OK) | End Use | Market (RET or MD) | Custom Field (blank OK) | Fuel Abbreviations | End Use Abbr. | UNIQUE MEASURE NAME | Long Name |  |  | Sector
1 | Electric |  | Other | MD |  | E | Oth | CI HP Pool Heater_CI, E - Oth (MD) | Heat Pump Pool Heater |  |  | Sector | Residential | C&I
2 | Electric |  | Other | RET |  | E | Oth | CI HP Pool Heater_CI, E - Oth (RET) | Heat Pump Pool Heater |  |  | Abbreviation | Res | CI
3
4 | [11 empty] | Market
5 | [11 empty] | Market | Retrofit | Market-Driven
6 | [11 empty] | Abbreviation | RET | MD
7
8 | [11 empty] | Building Types
9 | [11 empty] | Building Types | Single Family | Multifamily | LI Single Family | LI Multifamily | Small Education - College/University | Small Education - Other | Small Grocery | Small Health - Hospital | Small Health - Other | Small Industrial Manufacturing | Small Institutional/Public Service | Small Lodging | Small Miscellaneous/Other | Small Office | Small Restaurant | Small Retail | Small Warehouse | Large Education - College/University | Large Education - Other | Large Grocery | Large Health - Hospital | Large Health - Other | Large Industrial Manufacturing | Large Institutional/Public Service | Large Lodging | Large Miscellaneous/Other | Large Office | Large Restaurant | Large Retail | Large Warehouse
10
End Use
[12 empty] | End Use | Appliances | Cooking | Cooling | Exterior Lighting | Interior Lighting | Other | Plug Loads | Refrigeration | Space Heating | Ventilation | Water Heating | Drives | Motors and VFDs | Compressed Air Systems | Process Cooling and Refrigeration | Process Heating | Total Electric | Total Gas
[12 empty] | Abbreviation | Appl | Cook | Cool | ExtL | IntL | Oth | Plug | Refr | Heat | Vent | HWat | Driv | Motr | CAS | PrC | PrH | TotE | TotG
KEY FOR MEASURE DATA ROWS
CALCULATED FIELD
ENTER MANUALLY OR FORMULAICALLY FROM CALCULATIONS SECTION
MEASURE DATA
SOURCES
| GENERAL ('Measures' Sheet) INPUTS | 1 | 2 | 3 | 4 | 5 | 6 | 7 | 8 | 9 | 10 | 1 | 2 | 3 | 4 | 5 | 6 | 7 | 8 | 9 | 10
1 | Measure Name | 1: CI HP Pool Heater_CI, E - Oth (MD); 2: CI HP Pool Heater_CI, E - Oth (RET); SOURCES 1: CI HP Pool Heater_CI, E - Oth (MD); SOURCES 2: CI HP Pool Heater_CI, E - Oth (RET)
2 | Measure Long Name | 1: Heat Pump Pool Heater; 2: Heat Pump Pool Heater; SOURCES 1: -; SOURCES 2: -
3 | Parent Measure Name | 1: CI HP Pool Heater_CI, E - Oth (MD); 2: CI HP Pool Heater_CI, E - Oth (RET); SOURCES 1: -; SOURCES 2: -
4 | Parent Measure Long Name | 1: Heat Pump Pool Heater; 2: Heat Pump Pool Heater; SOURCES 1: -; SOURCES 2: -
5 | Sector | 1: C&I; 2: C&I; SOURCES 1: -; SOURCES 2: -
6 | Description | 1: This measure is applicable to electric heat pump pool heaters in commercial and multifamily community pool applications. Heat pumps capture heat and move it from one place to another; 2: This measure is applicable to electric heat pump pool heaters in commercial and multifamily community pool applications. Heat pumps capture heat and move it from one place to another; SOURCES 1: -; SOURCES 2: -
7 | Life | 1: 15; 2: 15; SOURCES 1: -; SOURCES 2: -
8 | Exist. Life | bar: SOURCES 1 to SOURCES 2
9 | Primary Fuel | bar: 1 to SOURCES 2
10 | Secondary Fuel | bar: SOURCES 1 to SOURCES 2
11 | Primary Fuel End Use | 1: Other; 2: Other; SOURCES 1: -; SOURCES 2: -
12 | Secondary Fuel End Use | bar: SOURCES 1 to SOURCES 2
13 | Elec Load Shape | bar: SOURCES 1 to SOURCES 2
14 | Fuel Switch (Y/N) | bar: SOURCES 1 to SOURCES 2
15 | Waste Heat Adjust. (Y/N) | bar: SOURCES 1 to SOURCES 2
16 | Depends On | bar: SOURCES 1 to SOURCES 2
17 | Links With | bar: SOURCES 1 to SOURCES 2
18 | Mutual Exclusivity | bar: SOURCES 1 to SOURCES 2
19 | bar: SOURCES 1 to SOURCES 2
20 | GENERAL ('MeasChars' Sheet) INPUTS | 1: Heat Pump Pool Heater; 2: Heat Pump Pool Heater; SOURCES 1: -; SOURCES 2: -
21 | Mkt (MD or RET) | 1: MD; 2: RET; SOURCES 1: -; SOURCES 2: -
22 | Target Markets (NC, RENO, REPL, RET) | 1: #REF!; 2: #REF!; SOURCES 1: -; SOURCES 2: -
23 | Baseline Description | 1: Existing non HP Pool Heater; 2: Existing non HP Pool Heater; SOURCES 1: -; SOURCES 2: -
24 | Efficient Description | 1: Heat Pump Pool Heater; 2: Heat Pump Pool Heater; SOURCES 1: -; SOURCES 2: -
25 | Start Year | 1: #REF!; 2: #REF!; SOURCES 1: -; SOURCES 2: -
26 | End Year | 1: #REF!; 2: #REF!; SOURCES 1: -; SOURCES 2: -
27 | Building type assumed for characterization | 1: Single Family; SOURCES 1: -; SOURCES 2: -
28 | Units for Costs & Savings Values | bar: SOURCES 1 to SOURCES 2
29 | Efficient kW ¦ MMBtu | bar: SOURCES 1 to SOURCES 2
30 | Baseline kW ¦ MMBtu | bar: SOURCES 1 to SOURCES 2
31 | Full Load Hours | bar: SOURCES 1 to SOURCES 2
32 | kWh ¦ MMBtu Annual Savings | 1: 0; 2: 0; SOURCES 1: -; SOURCES 2: -
33 | % Savings (primary fuel) | 1: 0; 2: 0; SOURCES 1: 2
34 | Efficient Equip Cost | bar: SOURCES 1 to SOURCES 2
35 | Baseline Equip Cost | bar: SOURCES 1 to SOURCES 2
36 | Incremental Cost | 1: 0; 2: 0; SOURCES 1: -; SOURCES 2: -
37 | Incremental Cost per kWh ¦ MMBtu Saved | SOURCES 1: 47
38 | bar: SOURCES 1 to SOURCES 2
39 | SECONDARY END-USE FUEL IMPACTS (MMBtu/kWh), OR Elec Impacts (kWh/MMBtu) | 1: Heat Pump Pool Heater; 2: Heat Pump Pool Heater; SOURCES 1: -; SOURCES 2: -
40 | Fossil Fuel (or Elec) Savings - increased use is negative (MMBtu/yr ¦ kWh/yr) | bar: SOURCES 1 to SOURCES 2
41 | Annual Fossil Fuel (or Elec) Savings per Elec (or FF) Savings - increased is negative (MMBtu/kWh ¦ kWh/MMBtu saved) | bar: SOURCES 1 to SOURCES 2
42 | bar: SOURCES 1 to SOURCES 2
43 | EARLY-RETIREMENT RETROFIT MEASURE INPUTS | bar: SOURCES 1 to SOURCES 2
44 | Baseline Equip. Life | 2: 15; SOURCES 1: -; SOURCES 2: -
45 | Baseline Equip. Age | 2: 10; SOURCES 1: -; SOURCES 2: -
46 | Baseline Cost | 2: 0; SOURCES 1: -; SOURCES 2: -
47 | Baseline Cost per kWh ¦ MMBtu saved | 2: #DIV/0!; SOURCES 1: -; SOURCES 2: -
48 | Baseline shift savings factor (for RET) | bar: SOURCES 1 to SOURCES 2
49 | bar: SOURCES 1 to SOURCES 2
50 | O&M INPUTS | bar: SOURCES 1 to SOURCES 2
51 | Efficient Component 1 (description) | bar: SOURCES 1 to SOURCES 2
52 | Eff Component 1 Life (years) | bar: SOURCES 1 to SOURCES 2
53 | Eff Component 1 Replacement Cost | bar: SOURCES 1 to SOURCES 2
54 | Eff Component 1 Replacement Cost per kWh ¦ MMBtu saved | bar: SOURCES 1 to SOURCES 2
55 | Efficient Component 2 (description) | bar: SOURCES 1 to SOURCES 2
56 | Eff Component 2 Life (years) | bar: SOURCES 1 to SOURCES 2
57 | Eff Component 2 Replacement Cost | bar: SOURCES 1 to SOURCES 2
58 | Eff Component 2 Replacement Cost per kWh ¦ MMBtu saved | bar: SOURCES 1 to SOURCES 2
59 | Baseline Component 1 (description) | bar: SOURCES 1 to SOURCES 2
60 | Baseline Component 1 Life (years) | bar: SOURCES 1 to SOURCES 2
61 | Baseline Component 1 Replacement Cost | bar: SOURCES 1 to SOURCES 2
62 | Baseline Component 1 Replacement Cost per kWh ¦ MMBtu saved | bar: SOURCES 1 to SOURCES 2
63 | Baseline Component 2 (description) | bar: SOURCES 1 to SOURCES 2
64 | Baseline Component 2 Life (years) | bar: SOURCES 1 to SOURCES 2
65 | Baseline Component 2 Replacement Cost | bar: SOURCES 1 to SOURCES 2
66 | Baseline Component 2 Replacement Cost per kWh ¦ MMBtu saved | bar: SOURCES 1 to SOURCES 2
67 | O&M Annual Levelized Cost ($/kWh ¦ $/MMBtu) | bar: SOURCES 1 to SOURCES 2
68 | bar: SOURCES 1 to SOURCES 2
69 | Water INPUTS | bar: SOURCES 1 to SOURCES 2
70 | Water (gal/yr) | bar: SOURCES 1 to SOURCES 2
71 | Water [gal/yr per kWh ¦ MMBtu saved] | bar: SOURCES 1 to SOURCES 2
CALCULATIONS
| INPUTS/VARIABLES | 1: VALUE; 2: SOURCE; 3: DESCRIPTION
Note on G114: [Threaded comment] Your version of Excel allows you to read this threaded comment; however, any edits to it will get removed if the file is opened in a newer version of Excel. Learn more: https://go.microsoft.com/fwlink/?linkid=870924 Comment: Factors here are from the NY baseline work. Needs to be adjusted to PR levels

## CI Imprvoed Vertical Lift Eff
| MEASURE GROUP DEFINITION |  |  |  | REGION | #REF!
| INPUT CELLS | CALCULATED CELLS
| MEASURE NAME | [10 empty] | TAB NAMING LOOKUPS (DEFINED BY OVERALL PROJECT, NOT SPECIFIC MEASURE)
| Short Name (Same as Tab Name!) | Long Name | Sector (full name) | Life | Life Source | [6 empty] | Fuel Type
| CI Imprvoed Vertical Lift Eff | Imprvoed Vertical Lift Efficiency | C&I | 15 | [7 empty] | Fuel | Electric | Gas | Oil | Propane
[12 empty] | Abbreviation | E | G | O | P
| TAB BREAKOUT |  |  |  |  | [PULL FORMULA DOWN] | [PULL FORMULA DOWN]
# | Primary Fuel | Secondary Fuel (blank OK) | End Use | Market (RET or MD) | Custom Field (blank OK) | Fuel Abbreviations | End Use Abbr. | UNIQUE MEASURE NAME | Long Name |  |  | Sector
1 | Electric |  | Other | RET |  | E | Oth | CI Imprvoed Vertical Lift Eff_CI, E - Oth (RET) | Imprvoed Vertical Lift Efficiency |  |  | Sector | Residential | C&I
2 | [11 empty] | Abbreviation | Res | CI
3
4 | [11 empty] | Market
5 | [11 empty] | Market | Retrofit | Market-Driven
6 | [11 empty] | Abbreviation | RET | MD
7
8 | [11 empty] | Building Types
9 | [11 empty] | Building Types | Single Family | Multifamily | LI Single Family | LI Multifamily | Small Education - College/University | Small Education - Other | Small Grocery | Small Health - Hospital | Small Health - Other | Small Industrial Manufacturing | Small Institutional/Public Service | Small Lodging | Small Miscellaneous/Other | Small Office | Small Restaurant | Small Retail | Small Warehouse | Large Education - College/University | Large Education - Other | Large Grocery | Large Health - Hospital | Large Health - Other | Large Industrial Manufacturing | Large Institutional/Public Service | Large Lodging | Large Miscellaneous/Other | Large Office | Large Restaurant | Large Retail | Large Warehouse
10
End Use
[12 empty] | End Use | Appliances | Cooking | Cooling | Exterior Lighting | Interior Lighting | Other | Plug Loads | Refrigeration | Space Heating | Ventilation | Water Heating | Drives | Motors and VFDs | Compressed Air Systems | Process Cooling and Refrigeration | Process Heating | Total Electric | Total Gas
[12 empty] | Abbreviation | Appl | Cook | Cool | ExtL | IntL | Oth | Plug | Refr | Heat | Vent | HWat | Driv | Motr | CAS | PrC | PrH | TotE | TotG
KEY FOR MEASURE DATA ROWS
CALCULATED FIELD
ENTER MANUALLY OR FORMULAICALLY FROM CALCULATIONS SECTION
MEASURE DATA
SOURCES
| GENERAL ('Measures' Sheet) INPUTS | 1 | 2 | 3 | 4 | 5 | 6 | 7 | 8 | 9 | 10 | 1 | 2 | 3 | 4 | 5 | 6 | 7 | 8 | 9 | 10
1 | Measure Name | 1: CI Imprvoed Vertical Lift Eff_CI, E - Oth (RET); SOURCES 1: CI Imprvoed Vertical Lift Eff_CI, E - Oth (RET)
2 | Measure Long Name | 1: Imprvoed Vertical Lift Efficiency; SOURCES 1: -
3 | Parent Measure Name | 1: CI Imprvoed Vertical Lift Eff_CI, E - Oth (RET); SOURCES 1: -
4 | Parent Measure Long Name | 1: Imprvoed Vertical Lift Efficiency; SOURCES 1: -
5 | Sector | 1: C&I; SOURCES 1: -
6 | Description | bar: SOURCES 1
7 | Life | 1: 15; SOURCES 1: -
8 | Exist. Life | bar: SOURCES 1
9 | Primary Fuel | bar: 1 to SOURCES 1
10 | Secondary Fuel | bar: SOURCES 1
11 | Primary Fuel End Use | 1: Other; SOURCES 1: -
12 | Secondary Fuel End Use | bar: SOURCES 1
13 | Elec Load Shape | bar: SOURCES 1
14 | Fuel Switch (Y/N) | bar: SOURCES 1
15 | Waste Heat Adjust. (Y/N) | bar: SOURCES 1
16 | Depends On | bar: SOURCES 1
17 | Links With | bar: SOURCES 1
18 | Mutual Exclusivity | bar: SOURCES 1
19 | bar: SOURCES 1
20 | GENERAL ('MeasChars' Sheet) INPUTS | 1: Imprvoed Vertical Lift Efficiency; SOURCES 1: -
21 | Mkt (MD or RET) | 1: RET; SOURCES 1: -
22 | Target Markets (NC, RENO, REPL, RET) | 1: #REF!; SOURCES 1: -
23 | Baseline Description | bar: SOURCES 1
24 | Efficient Description | bar: SOURCES 1
25 | Start Year | 1: #REF!; SOURCES 1: -
26 | End Year | 1: #REF!; SOURCES 1: -
27 | Building type assumed for characterization | 1: Single Family; SOURCES 1: -
28 | Units for Costs & Savings Values | bar: SOURCES 1
29 | Efficient kW ¦ MMBtu | bar: SOURCES 1
30 | Baseline kW ¦ MMBtu | bar: SOURCES 1
31 | Full Load Hours | bar: SOURCES 1
32 | kWh ¦ MMBtu Annual Savings | 1: 0; SOURCES 1: -
33 | % Savings (primary fuel) | 1: 0; SOURCES 1: 2
34 | Efficient Equip Cost | bar: SOURCES 1
35 | Baseline Equip Cost | bar: SOURCES 1
36 | Incremental Cost | 1: 0; SOURCES 1: -
37 | Incremental Cost per kWh ¦ MMBtu Saved | SOURCES 1: 47
38 | bar: SOURCES 1
39 | SECONDARY END-USE FUEL IMPACTS (MMBtu/kWh), OR Elec Impacts (kWh/MMBtu) | 1: Imprvoed Vertical Lift Efficiency; SOURCES 1: -
40 | Fossil Fuel (or Elec) Savings - increased use is negative (MMBtu/yr ¦ kWh/yr) | bar: SOURCES 1
41 | Annual Fossil Fuel (or Elec) Savings per Elec (or FF) Savings - increased is negative (MMBtu/kWh ¦ kWh/MMBtu saved) | bar: SOURCES 1
42 | bar: SOURCES 1
43 | EARLY-RETIREMENT RETROFIT MEASURE INPUTS | bar: SOURCES 1
44 | Baseline Equip. Life | 2: 15; SOURCES 1: -
45 | Baseline Equip. Age | 2: 10; SOURCES 1: -
46 | Baseline Cost | 2: 0; SOURCES 1: -
47 | Baseline Cost per kWh ¦ MMBtu saved | 2: #DIV/0!; SOURCES 1: -
48 | Baseline shift savings factor (for RET) | bar: SOURCES 1
49 | bar: SOURCES 1
50 | O&M INPUTS | bar: SOURCES 1
51 | Efficient Component 1 (description) | bar: SOURCES 1
52 | Eff Component 1 Life (years) | bar: SOURCES 1
53 | Eff Component 1 Replacement Cost | bar: SOURCES 1
54 | Eff Component 1 Replacement Cost per kWh ¦ MMBtu saved | bar: SOURCES 1
55 | Efficient Component 2 (description) | bar: SOURCES 1
56 | Eff Component 2 Life (years) | bar: SOURCES 1
57 | Eff Component 2 Replacement Cost | bar: SOURCES 1
58 | Eff Component 2 Replacement Cost per kWh ¦ MMBtu saved | bar: SOURCES 1
59 | Baseline Component 1 (description) | bar: SOURCES 1
60 | Baseline Component 1 Life (years) | bar: SOURCES 1
61 | Baseline Component 1 Replacement Cost | bar: SOURCES 1
62 | Baseline Component 1 Replacement Cost per kWh ¦ MMBtu saved | bar: SOURCES 1
63 | Baseline Component 2 (description) | bar: SOURCES 1
64 | Baseline Component 2 Life (years) | bar: SOURCES 1
65 | Baseline Component 2 Replacement Cost | bar: SOURCES 1
66 | Baseline Component 2 Replacement Cost per kWh ¦ MMBtu saved | bar: SOURCES 1
67 | O&M Annual Levelized Cost ($/kWh ¦ $/MMBtu) | bar: SOURCES 1
68 | bar: SOURCES 1
69 | Water INPUTS | bar: SOURCES 1
70 | Water (gal/yr) | bar: SOURCES 1
71 | Water [gal/yr per kWh ¦ MMBtu saved] | bar: SOURCES 1
CALCULATIONS
| INPUTS/VARIABLES | 1: VALUE; 2: SOURCE; 3: DESCRIPTION
Note on G114: [Threaded comment] Your version of Excel allows you to read this threaded comment; however, any edits to it will get removed if the file is opened in a newer version of Excel. Learn more: https://go.microsoft.com/fwlink/?linkid=870924 Comment: Factors here are from the NY baseline work. Needs to be adjusted to PR levels

## CI Pool Covers
| MEASURE GROUP DEFINITION |  |  |  | REGION | #REF!
| INPUT CELLS | CALCULATED CELLS
| MEASURE NAME | [10 empty] | TAB NAMING LOOKUPS (DEFINED BY OVERALL PROJECT, NOT SPECIFIC MEASURE)
| Short Name (Same as Tab Name!) | Long Name | Sector (full name) | Life | Life Source | [6 empty] | Fuel Type
| CI Pool Covers | Commercial Pool Covers | C&I | 6 | IL TRM V12 | [6 empty] | Fuel | Electric | Gas | Oil | Propane
[12 empty] | Abbreviation | E | G | O | P
| TAB BREAKOUT |  |  |  |  | [PULL FORMULA DOWN] | [PULL FORMULA DOWN]
# | Primary Fuel | Secondary Fuel (blank OK) | End Use | Market (RET or MD) | Custom Field (blank OK) | Fuel Abbreviations | End Use Abbr. | UNIQUE MEASURE NAME | Long Name |  |  | Sector
1 | Electric |  | Other | RET |  | E | Oth | CI Pool Covers_CI, E - Oth (RET) | Commercial Pool Covers |  |  | Sector | Residential | C&I
2 | [11 empty] | Abbreviation | Res | CI
3
4 | [11 empty] | Market
5 | [11 empty] | Market | Retrofit | Market-Driven
6 | [11 empty] | Abbreviation | RET | MD
7
8 | [11 empty] | Building Types
9 | [11 empty] | Building Types | Single Family | Multifamily | LI Single Family | LI Multifamily | Small Education - College/University | Small Education - Other | Small Grocery | Small Health - Hospital | Small Health - Other | Small Industrial Manufacturing | Small Institutional/Public Service | Small Lodging | Small Miscellaneous/Other | Small Office | Small Restaurant | Small Retail | Small Warehouse | Large Education - College/University | Large Education - Other | Large Grocery | Large Health - Hospital | Large Health - Other | Large Industrial Manufacturing | Large Institutional/Public Service | Large Lodging | Large Miscellaneous/Other | Large Office | Large Restaurant | Large Retail | Large Warehouse
10
End Use
[12 empty] | End Use | Appliances | Cooking | Cooling | Exterior Lighting | Interior Lighting | Other | Plug Loads | Refrigeration | Space Heating | Ventilation | Water Heating | Drives | Motors and VFDs | Compressed Air Systems | Process Cooling and Refrigeration | Process Heating | Total Electric | Total Gas
[12 empty] | Abbreviation | Appl | Cook | Cool | ExtL | IntL | Oth | Plug | Refr | Heat | Vent | HWat | Driv | Motr | CAS | PrC | PrH | TotE | TotG
KEY FOR MEASURE DATA ROWS
CALCULATED FIELD
ENTER MANUALLY OR FORMULAICALLY FROM CALCULATIONS SECTION
MEASURE DATA
SOURCES
| GENERAL ('Measures' Sheet) INPUTS | 1 | 2 | 3 | 4 | 5 | 6 | 7 | 8 | 9 | 10 | 1 | 2 | 3 | 4 | 5 | 6 | 7 | 8 | 9 | 10
1 | Measure Name | 1: CI Pool Covers_CI, E - Oth (RET); SOURCES 1: CI Pool Covers_CI, E - Oth (RET)
2 | Measure Long Name | 1: Commercial Pool Covers; SOURCES 1: -
3 | Parent Measure Name | 1: CI Pool Covers_CI, E - Oth (RET); SOURCES 1: -
4 | Parent Measure Long Name | 1: Commercial Pool Covers; SOURCES 1: -
5 | Sector | 1: C&I; SOURCES 1: -
6 | Description | 1: This measure refers to the installation of covers on commercial use pools that are heated with gas-fired equipment located either indoors or outdoors; SOURCES 1: -
7 | Life | 1: 6; SOURCES 1: -
8 | Exist. Life | bar: SOURCES 1
9 | Primary Fuel | bar: 1 to SOURCES 1
10 | Secondary Fuel | bar: 1 to SOURCES 1
11 | Primary Fuel End Use | 1: Other; SOURCES 1: -
12 | Secondary Fuel End Use | bar: SOURCES 1
13 | Elec Load Shape | bar: SOURCES 1
14 | Fuel Switch (Y/N) | bar: SOURCES 1
15 | Waste Heat Adjust. (Y/N) | bar: SOURCES 1
16 | Depends On | bar: SOURCES 1
17 | Links With | bar: SOURCES 1
18 | Mutual Exclusivity | bar: SOURCES 1
19 | bar: SOURCES 1
20 | GENERAL ('MeasChars' Sheet) INPUTS | 1: Commercial Pool Covers; SOURCES 1: -
21 | Mkt (MD or RET) | 1: RET; SOURCES 1: -
22 | Target Markets (NC, RENO, REPL, RET) | 1: #REF!; SOURCES 1: -
23 | Baseline Description | 1: Uncovered Pool; SOURCES 1: -
24 | Efficient Description | 1: Commercial Pool Covers; SOURCES 1: -
25 | Start Year | 1: #REF!; SOURCES 1: -
26 | End Year | 1: #REF!; SOURCES 1: -
27 | Building type assumed for characterization | 1: Small Lodging; SOURCES 1: -
28 | Units for Costs & Savings Values | bar: SOURCES 1
29 | Efficient kW ¦ MMBtu | bar: SOURCES 1
30 | Baseline kW ¦ MMBtu | bar: SOURCES 1
31 | Full Load Hours | bar: SOURCES 1
32 | kWh ¦ MMBtu Annual Savings | 1: 77.837; SOURCES 1: -
33 | % Savings (primary fuel) | 1: 0; SOURCES 1: 2; SOURCES 2: 2
34 | Efficient Equip Cost | bar: SOURCES 1
35 | Baseline Equip Cost | bar: SOURCES 1
36 | Incremental Cost | 1: 5050; SOURCES 1: -
37 | Incremental Cost per kWh ¦ MMBtu Saved | 1: 69.6518; SOURCES 1: 4; SOURCES 2: 4
38 | bar: SOURCES 1
39 | SECONDARY END-USE FUEL IMPACTS (MMBtu/kWh), OR Elec Impacts (kWh/MMBtu) | 1: Commercial Pool Covers; SOURCES 1: -
40 | Fossil Fuel (or Elec) Savings - increased use is negative (MMBtu/yr ¦ kWh/yr) | bar: SOURCES 1
41 | Annual Fossil Fuel (or Elec) Savings per Elec (or FF) Savings - increased is negative (MMBtu/kWh ¦ kWh/MMBtu saved) | bar: SOURCES 1
42 | bar: SOURCES 1
43 | EARLY-RETIREMENT RETROFIT MEASURE INPUTS | bar: SOURCES 1
44 | Baseline Equip. Life | 1: 6; SOURCES 1: -
45 | Baseline Equip. Age | 1: 4; SOURCES 1: -
46 | Baseline Cost | 1: 0; SOURCES 1: -
47 | Baseline Cost per kWh ¦ MMBtu saved | 1: 0; SOURCES 1: -
48 | Baseline shift savings factor (for RET) | bar: SOURCES 1
49 | bar: SOURCES 1
50 | O&M INPUTS | bar: SOURCES 1
51 | Efficient Component 1 (description) | bar: SOURCES 1
52 | Eff Component 1 Life (years) | bar: SOURCES 1
53 | Eff Component 1 Replacement Cost | bar: SOURCES 1
54 | Eff Component 1 Replacement Cost per kWh ¦ MMBtu saved | bar: SOURCES 1
55 | Efficient Component 2 (description) | bar: SOURCES 1
56 | Eff Component 2 Life (years) | bar: SOURCES 1
57 | Eff Component 2 Replacement Cost | bar: SOURCES 1
58 | Eff Component 2 Replacement Cost per kWh ¦ MMBtu saved | bar: SOURCES 1
59 | Baseline Component 1 (description) | bar: SOURCES 1
60 | Baseline Component 1 Life (years) | bar: SOURCES 1
61 | Baseline Component 1 Replacement Cost | bar: SOURCES 1
62 | Baseline Component 1 Replacement Cost per kWh ¦ MMBtu saved | bar: SOURCES 1
63 | Baseline Component 2 (description) | bar: SOURCES 1
64 | Baseline Component 2 Life (years) | bar: SOURCES 1
65 | Baseline Component 2 Replacement Cost | bar: SOURCES 1
66 | Baseline Component 2 Replacement Cost per kWh ¦ MMBtu saved | bar: SOURCES 1
67 | O&M Annual Levelized Cost ($/kWh ¦ $/MMBtu) | bar: SOURCES 1
68 | bar: SOURCES 1
69 | Water INPUTS | bar: SOURCES 1
70 | Water (gal/yr) | bar: SOURCES 1
71 | Water [gal/yr per kWh ¦ MMBtu saved] | bar: SOURCES 1
ΔWater = WaterSavingFactor x Size of Pool
ΔkWhwater = ΔWater / 1,000,000 * Ewater supply
CALCULATIONS
| INPUTS/VARIABLES | 1: VALUE; 2: SOURCE; 3: DESCRIPTION
| Watersavingfactor | 1: Table; 2: IL TRM V12, pg. 236-239; 3: Wter savings factor (gal./sq ft/year
| Sizeofpool | 1: Custom; 2: IL TRM V12, pg. 236-239; 3: sq ft
| Ewatersupply | 1: 2571; 2: IL TRM V12, pg. 236-239; 3: kWh/million gallons
| CF | 1: 0.31; 2: PA 2021 TRM, Vol 2 pg. 202
| Measure Life | 1: 6; 2: IL TRM V12, pg. 236-239
| Incremental Cost | 1: Table; 2: PA Incremental Cost Database
| Location | 1: Annul savings (Gal/sqft)
| Indoor | 1: 15.28
| Outdoor | 1: 8.94
| Cover size | 1: Edge Style
|  | Hemmed (Indoor) | Weighted (Outdoor)
| 1000-1,999 sq. ft. | 1: 2.19; 2: 2.24
| 2,000-2,999 sq. ft | 1: 2.01; 2: 2.06
| 3,000+ sq. ft. | 1: 1.8; 2: 1.83
| Average | 1: 2; 2: 2.04
MARKET DRIVEN CALCULATIONS
| Location | 1: Cover size; 2: Size; 3: delWater; 4: delta kWh; 5: delta kW; 6: Peak kW; 7: % Savings; 8: Incremental Cost; 9: Incremental Cost/kWh; 10: Weightage
| Indoor | 1: 1000-1,999 sq. ft.; 2: 1500; 3: 22920; 4: 58.9273; 8: 3030; 9: 51.4193; 10: 0.16667
| Indoor | 1: 2,000-2,999 sq. ft; 2: 2500; 3: 38200; 4: 98.2122; 8: 5050; 9: 51.4193; 10: 0.16667
| Indoor | 1: 3,000+ sq. ft.; 2: 3500; 3: 53480; 4: 137.4971; 8: 7070; 9: 51.4193; 10: 0.16667
| Outdoor | 1: 1000-1,999 sq. ft.; 2: 1500; 3: 13410; 4: 34.4771; 8: 3030; 9: 87.8844; 10: 0.16667
| Outdoor | 1: 2,000-2,999 sq. ft; 2: 2500; 3: 22350; 4: 57.4618; 8: 5050; 9: 87.8844; 10: 0.16667
| Outdoor | 1: 3,000+ sq. ft.; 2: 3500; 3: 31290; 4: 80.4466; 8: 7070; 9: 87.8844; 10: 0.16667
| WEIGHTED AVERAGE | 4: 77.837; 5: 0; 6: 0; 7: 0; 8: 5050; 9: 69.6518

## CI VSD CW Pump
| MEASURE GROUP DEFINITION |  |  |  | REGION | #REF!
| INPUT CELLS | CALCULATED CELLS
| MEASURE NAME | [10 empty] | TAB NAMING LOOKUPS (DEFINED BY OVERALL PROJECT, NOT SPECIFIC MEASURE)
| Short Name (Same as Tab Name!) | Long Name | Sector (full name) | Life | Life Source | [6 empty] | Fuel Type
| CI VSD CW Pump | Variable Speed Drive Chilled Water Pump | C&I | 15 | IL TRM V12 | [6 empty] | Fuel | Electric | Gas | Oil | Propane
[12 empty] | Abbreviation | E | G | O | P
| TAB BREAKOUT |  |  |  |  | [PULL FORMULA DOWN] | [PULL FORMULA DOWN]
# | Primary Fuel | Secondary Fuel (blank OK) | End Use | Market (RET or MD) | Custom Field (blank OK) | Fuel Abbreviations | End Use Abbr. | UNIQUE MEASURE NAME | Long Name |  |  | Sector
1 | Electric |  | Other | RET |  | E | Oth | CI VSD CW Pump_CI, E - Oth (RET) | Variable Speed Drive Chilled Water Pump |  |  | Sector | Residential | C&I
2 | [11 empty] | Abbreviation | Res | CI
3
4 | [11 empty] | Market
5 | [11 empty] | Market | Retrofit | Market-Driven
6 | [11 empty] | Abbreviation | RET | MD
7
8 | [11 empty] | Building Types
9 | [11 empty] | Building Types | Single Family | Multifamily | LI Single Family | LI Multifamily | Small Education - College/University | Small Education - Other | Small Grocery | Small Health - Hospital | Small Health - Other | Small Industrial Manufacturing | Small Institutional/Public Service | Small Lodging | Small Miscellaneous/Other | Small Office | Small Restaurant | Small Retail | Small Warehouse | Large Education - College/University | Large Education - Other | Large Grocery | Large Health - Hospital | Large Health - Other | Large Industrial Manufacturing | Large Institutional/Public Service | Large Lodging | Large Miscellaneous/Other | Large Office | Large Restaurant | Large Retail | Large Warehouse
10
End Use
[12 empty] | End Use | Appliances | Cooking | Cooling | Exterior Lighting | Interior Lighting | Other | Plug Loads | Refrigeration | Space Heating | Ventilation | Water Heating | Drives | Motors and VFDs | Compressed Air Systems | Process Cooling and Refrigeration | Process Heating | Total Electric | Total Gas
[12 empty] | Abbreviation | Appl | Cook | Cool | ExtL | IntL | Oth | Plug | Refr | Heat | Vent | HWat | Driv | Motr | CAS | PrC | PrH | TotE | TotG
KEY FOR MEASURE DATA ROWS
CALCULATED FIELD
ENTER MANUALLY OR FORMULAICALLY FROM CALCULATIONS SECTION
MEASURE DATA
SOURCES
| GENERAL ('Measures' Sheet) INPUTS | 1 | 2 | 3 | 4 | 5 | 6 | 7 | 8 | 9 | 10 | 1 | 2 | 3 | 4 | 5 | 6 | 7 | 8 | 9 | 10
1 | Measure Name | 1: CI VSD CW Pump_CI, E - Oth (RET); SOURCES 1: CI VSD CW Pump_CI, E - Oth (RET)
2 | Measure Long Name | 1: Variable Speed Drive Chilled Water Pump; SOURCES 1: -
3 | Parent Measure Name | 1: CI VSD CW Pump_CI, E - Oth (RET); SOURCES 1: -
4 | Parent Measure Long Name | 1: Variable Speed Drive Chilled Water Pump; SOURCES 1: -
5 | Sector | 1: C&I; SOURCES 1: -
6 | Description | 1: This measure is applied to variable speed drives (VSD) which are installed on the following HVAC system applications: chilled water pump, hot water pumps and cooling tower fans; SOURCES 1: -
7 | Life | 1: 15; SOURCES 1: -
8 | Exist. Life | bar: SOURCES 1
9 | Primary Fuel | bar: 1 to SOURCES 1
10 | Secondary Fuel | bar: SOURCES 1
11 | Primary Fuel End Use | 1: Other; SOURCES 1: -
12 | Secondary Fuel End Use | bar: SOURCES 1
13 | Elec Load Shape | bar: SOURCES 1
14 | Fuel Switch (Y/N) | bar: SOURCES 1
15 | Waste Heat Adjust. (Y/N) | bar: SOURCES 1
16 | Depends On | bar: SOURCES 1
17 | Links With | bar: SOURCES 1
18 | Mutual Exclusivity | bar: SOURCES 1
19 | bar: SOURCES 1
20 | GENERAL ('MeasChars' Sheet) INPUTS | 1: Variable Speed Drive Chilled Water Pump; SOURCES 1: -
21 | Mkt (MD or RET) | 1: RET; SOURCES 1: -
22 | Target Markets (NC, RENO, REPL, RET) | 1: #REF!; SOURCES 1: -
23 | Baseline Description | 1: No existing VSD; SOURCES 1: -
24 | Efficient Description | 1: New VSD; SOURCES 1: -
25 | Start Year | 1: #REF!; SOURCES 1: -
26 | End Year | 1: #REF!; SOURCES 1: -
27 | Building type assumed for characterization | 1: Single Family; SOURCES 1: -
28 | Units for Costs & Savings Values | bar: SOURCES 1
29 | Efficient kW ¦ MMBtu | bar: SOURCES 1
30 | Baseline kW ¦ MMBtu | bar: SOURCES 1
31 | Full Load Hours | bar: SOURCES 1
32 | kWh ¦ MMBtu Annual Savings | 1: 8845.3742; SOURCES 1: -
33 | % Savings (primary fuel) | 1: 0.081; SOURCES 1: 2
34 | Efficient Equip Cost | bar: SOURCES 1
35 | Baseline Equip Cost | 1: 5011.8; SOURCES 1: -
36 | Incremental Cost | 1: 5011.8; SOURCES 1: -
37 | Incremental Cost per kWh ¦ MMBtu Saved | 1: 0.83938; SOURCES 1: 47
38 | bar: SOURCES 1
39 | SECONDARY END-USE FUEL IMPACTS (MMBtu/kWh), OR Elec Impacts (kWh/MMBtu) | 1: Variable Speed Drive Chilled Water Pump; SOURCES 1: -
40 | Fossil Fuel (or Elec) Savings - increased use is negative (MMBtu/yr ¦ kWh/yr) | bar: SOURCES 1
41 | Annual Fossil Fuel (or Elec) Savings per Elec (or FF) Savings - increased is negative (MMBtu/kWh ¦ kWh/MMBtu saved) | bar: SOURCES 1
42 | bar: SOURCES 1
43 | EARLY-RETIREMENT RETROFIT MEASURE INPUTS | bar: SOURCES 1
44 | Baseline Equip. Life | 1: 15; SOURCES 1: -
45 | Baseline Equip. Age | 1: 10; SOURCES 1: -
46 | Baseline Cost | 1: 5011.8; SOURCES 1: -
47 | Baseline Cost per kWh ¦ MMBtu saved | 1: 0.5666; SOURCES 1: -
48 | Baseline shift savings factor (for RET) | bar: SOURCES 1
49 | bar: SOURCES 1
50 | O&M INPUTS | bar: SOURCES 1
51 | Efficient Component 1 (description) | bar: SOURCES 1
52 | Eff Component 1 Life (years) | bar: SOURCES 1
53 | Eff Component 1 Replacement Cost | bar: SOURCES 1
54 | Eff Component 1 Replacement Cost per kWh ¦ MMBtu saved | bar: SOURCES 1
55 | Efficient Component 2 (description) | bar: SOURCES 1
56 | Eff Component 2 Life (years) | bar: SOURCES 1
57 | Eff Component 2 Replacement Cost | bar: SOURCES 1
58 | Eff Component 2 Replacement Cost per kWh ¦ MMBtu saved | bar: SOURCES 1
59 | Baseline Component 1 (description) | bar: SOURCES 1
60 | Baseline Component 1 Life (years) | bar: SOURCES 1
61 | Baseline Component 1 Replacement Cost | bar: SOURCES 1
62 | Baseline Component 1 Replacement Cost per kWh ¦ MMBtu saved | bar: SOURCES 1
63 | Baseline Component 2 (description) | bar: SOURCES 1
64 | Baseline Component 2 Life (years) | bar: SOURCES 1
65 | Baseline Component 2 Replacement Cost | bar: SOURCES 1
66 | Baseline Component 2 Replacement Cost per kWh ¦ MMBtu saved | bar: SOURCES 1
67 | O&M Annual Levelized Cost ($/kWh ¦ $/MMBtu) | bar: SOURCES 1
68 | bar: SOURCES 1
69 | Water INPUTS | bar: SOURCES 1
70 | Water (gal/yr) | bar: SOURCES 1
71 | Water [gal/yr per kWh ¦ MMBtu saved] | bar: SOURCES 1
CALCULATIONS
| INPUTS/VARIABLES | 1: VALUE; 2: SOURCE; 3: DESCRIPTION
| BHP | 1: See table; 2: IL TRM V 12 pg. 396
| EFFi | 1: 0.93; 2: IL TRM V 12 pg. 396
| Hours | 1: 2987; 2: IL TRM V 12 pg. 396
| ESF | 1: 0.081; 2: IL TRM V 12 pg. 396
| CF | 1: 0.8; 2: IL TRM V 12 pg. 396
| BHP | 1: delkWh; 2: delkW; 3: Incremental Cost; 4: Incremental Cost/kWh; 5: %Savings; 6: Weighting
| 5 | 1: 1300.7903; 2: 0; 3: 2250; 4: 1.7297; 5: 0.081; 6: 0.2
| 15 | 1: 3902.371; 2: 0; 3: 3318; 4: 0.85025; 5: 0.081; 6: 0.2
| 25 | 1: 6503.9516; 2: 0; 3: 4386; 4: 0.67436; 5: 0.081; 6: 0.2
| 50 | 1: 13007.9032; 2: 0; 3: 6573; 4: 0.50531; 5: 0.081; 6: 0.2
| 75 | 1: 19511.8548; 2: 0; 3: 8532; 4: 0.43727; 5: 0.081; 6: 0.2
|  | 8845.3742 | 0 | 5011.8 | 0.83938 | 8.1%
Note on C115: [Threaded comment] Your version of Excel allows you to read this threaded comment; however, any edits to it will get removed if the file is opened in a newer version of Excel. Learn more: https://go.microsoft.com/fwlink/?linkid=870924 Comment: Factors here are from the NY baseline work. Needs to be adjusted to PR levels

## CI VSD Condenser
| MEASURE GROUP DEFINITION |  |  |  | REGION | #REF!
| INPUT CELLS | CALCULATED CELLS
| MEASURE NAME | [10 empty] | TAB NAMING LOOKUPS (DEFINED BY OVERALL PROJECT, NOT SPECIFIC MEASURE)
| Short Name (Same as Tab Name!) | Long Name | Sector (full name) | Life | Life Source | [6 empty] | Fuel Type
| CI VSD Condenser | Variable Speed Drive Condenser Water Pump | C&I | 15 | IL TRM V12 | [6 empty] | Fuel | Electric | Gas | Oil | Propane
[12 empty] | Abbreviation | E | G | O | P
| TAB BREAKOUT |  |  |  |  | [PULL FORMULA DOWN] | [PULL FORMULA DOWN]
# | Primary Fuel | Secondary Fuel (blank OK) | End Use | Market (RET or MD) | Custom Field (blank OK) | Fuel Abbreviations | End Use Abbr. | UNIQUE MEASURE NAME | Long Name |  |  | Sector
1 | Electric |  | Other | RET |  | E | Oth | CI VSD Condenser_CI, E - Oth (RET) | Variable Speed Drive Condenser Water Pump |  |  | Sector | Residential | C&I
2 | [11 empty] | Abbreviation | Res | CI
3
4 | [11 empty] | Market
5 | [11 empty] | Market | Retrofit | Market-Driven
6 | [11 empty] | Abbreviation | RET | MD
7
8 | [11 empty] | Building Types
9 | [11 empty] | Building Types | Single Family | Multifamily | LI Single Family | LI Multifamily | Small Education - College/University | Small Education - Other | Small Grocery | Small Health - Hospital | Small Health - Other | Small Industrial Manufacturing | Small Institutional/Public Service | Small Lodging | Small Miscellaneous/Other | Small Office | Small Restaurant | Small Retail | Small Warehouse | Large Education - College/University | Large Education - Other | Large Grocery | Large Health - Hospital | Large Health - Other | Large Industrial Manufacturing | Large Institutional/Public Service | Large Lodging | Large Miscellaneous/Other | Large Office | Large Restaurant | Large Retail | Large Warehouse
10
End Use
[12 empty] | End Use | Appliances | Cooking | Cooling | Exterior Lighting | Interior Lighting | Other | Plug Loads | Refrigeration | Space Heating | Ventilation | Water Heating | Drives | Motors and VFDs | Compressed Air Systems | Process Cooling and Refrigeration | Process Heating | Total Electric | Total Gas
[12 empty] | Abbreviation | Appl | Cook | Cool | ExtL | IntL | Oth | Plug | Refr | Heat | Vent | HWat | Driv | Motr | CAS | PrC | PrH | TotE | TotG
KEY FOR MEASURE DATA ROWS
CALCULATED FIELD
ENTER MANUALLY OR FORMULAICALLY FROM CALCULATIONS SECTION
MEASURE DATA
SOURCES
| GENERAL ('Measures' Sheet) INPUTS | 1 | 2 | 3 | 4 | 5 | 6 | 7 | 8 | 9 | 10 | 1 | 2 | 3 | 4 | 5 | 6 | 7 | 8 | 9 | 10
1 | Measure Name | 1: CI VSD Condenser_CI, E - Oth (RET); SOURCES 1: CI VSD Condenser_CI, E - Oth (RET)
2 | Measure Long Name | 1: Variable Speed Drive Condenser Water Pump; SOURCES 1: -
3 | Parent Measure Name | 1: CI VSD Condenser_CI, E - Oth (RET); SOURCES 1: -
4 | Parent Measure Long Name | 1: Variable Speed Drive Condenser Water Pump; SOURCES 1: -
5 | Sector | 1: C&I; SOURCES 1: -
6 | Description | 1: This measure is applied to variable speed drives (VSD) which are installed on the following HVAC system applications: chilled water pump, hot water pumps and cooling tower fans; SOURCES 1: -
7 | Life | 1: 15; SOURCES 1: -
8 | Exist. Life | bar: SOURCES 1
9 | Primary Fuel | bar: 1 to SOURCES 1
10 | Secondary Fuel | bar: SOURCES 1
11 | Primary Fuel End Use | 1: Other; SOURCES 1: -
12 | Secondary Fuel End Use | bar: SOURCES 1
13 | Elec Load Shape | bar: SOURCES 1
14 | Fuel Switch (Y/N) | bar: SOURCES 1
15 | Waste Heat Adjust. (Y/N) | bar: SOURCES 1
16 | Depends On | bar: SOURCES 1
17 | Links With | bar: SOURCES 1
18 | Mutual Exclusivity | bar: SOURCES 1
19 | bar: SOURCES 1
20 | GENERAL ('MeasChars' Sheet) INPUTS | 1: Variable Speed Drive Condenser Water Pump; SOURCES 1: -
21 | Mkt (MD or RET) | 1: RET; SOURCES 1: -
22 | Target Markets (NC, RENO, REPL, RET) | 1: #REF!; SOURCES 1: -
23 | Baseline Description | 1: No existing VSD; SOURCES 1: -
24 | Efficient Description | 1: New VSD; SOURCES 1: -
25 | Start Year | 1: #REF!; SOURCES 1: -
26 | End Year | 1: #REF!; SOURCES 1: -
27 | Building type assumed for characterization | 1: Single Family; SOURCES 1: -
28 | Units for Costs & Savings Values | bar: SOURCES 1
29 | Efficient kW ¦ MMBtu | bar: SOURCES 1
30 | Baseline kW ¦ MMBtu | bar: SOURCES 1
31 | Full Load Hours | bar: SOURCES 1
32 | kWh ¦ MMBtu Annual Savings | 1: 8845.3742; SOURCES 1: -
33 | % Savings (primary fuel) | 1: 0.081; SOURCES 1: 2
34 | Efficient Equip Cost | bar: SOURCES 1
35 | Baseline Equip Cost | 1: 5011.8; SOURCES 1: -
36 | Incremental Cost | 1: 5011.8; SOURCES 1: -
37 | Incremental Cost per kWh ¦ MMBtu Saved | 1: 0.83938; SOURCES 1: 47
38 | bar: SOURCES 1
39 | SECONDARY END-USE FUEL IMPACTS (MMBtu/kWh), OR Elec Impacts (kWh/MMBtu) | 1: Variable Speed Drive Condenser Water Pump; SOURCES 1: -
40 | Fossil Fuel (or Elec) Savings - increased use is negative (MMBtu/yr ¦ kWh/yr) | bar: SOURCES 1
41 | Annual Fossil Fuel (or Elec) Savings per Elec (or FF) Savings - increased is negative (MMBtu/kWh ¦ kWh/MMBtu saved) | bar: SOURCES 1
42 | bar: SOURCES 1
43 | EARLY-RETIREMENT RETROFIT MEASURE INPUTS | bar: SOURCES 1
44 | Baseline Equip. Life | 1: 15; SOURCES 1: -
45 | Baseline Equip. Age | 1: 10; SOURCES 1: -
46 | Baseline Cost | 1: 5011.8; SOURCES 1: -
47 | Baseline Cost per kWh ¦ MMBtu saved | 1: 0.5666; SOURCES 1: -
48 | Baseline shift savings factor (for RET) | bar: SOURCES 1
49 | bar: SOURCES 1
50 | O&M INPUTS | bar: SOURCES 1
51 | Efficient Component 1 (description) | bar: SOURCES 1
52 | Eff Component 1 Life (years) | bar: SOURCES 1
53 | Eff Component 1 Replacement Cost | bar: SOURCES 1
54 | Eff Component 1 Replacement Cost per kWh ¦ MMBtu saved | bar: SOURCES 1
55 | Efficient Component 2 (description) | bar: SOURCES 1
56 | Eff Component 2 Life (years) | bar: SOURCES 1
57 | Eff Component 2 Replacement Cost | bar: SOURCES 1
58 | Eff Component 2 Replacement Cost per kWh ¦ MMBtu saved | bar: SOURCES 1
59 | Baseline Component 1 (description) | bar: SOURCES 1
60 | Baseline Component 1 Life (years) | bar: SOURCES 1
61 | Baseline Component 1 Replacement Cost | bar: SOURCES 1
62 | Baseline Component 1 Replacement Cost per kWh ¦ MMBtu saved | bar: SOURCES 1
63 | Baseline Component 2 (description) | bar: SOURCES 1
64 | Baseline Component 2 Life (years) | bar: SOURCES 1
65 | Baseline Component 2 Replacement Cost | bar: SOURCES 1
66 | Baseline Component 2 Replacement Cost per kWh ¦ MMBtu saved | bar: SOURCES 1
67 | O&M Annual Levelized Cost ($/kWh ¦ $/MMBtu) | bar: SOURCES 1
68 | bar: SOURCES 1
69 | Water INPUTS | bar: SOURCES 1
70 | Water (gal/yr) | bar: SOURCES 1
71 | Water [gal/yr per kWh ¦ MMBtu saved] | bar: SOURCES 1
CALCULATIONS
| INPUTS/VARIABLES | 1: VALUE; 2: SOURCE; 3: DESCRIPTION
| BHP | 1: See table; 2: IL TRM V 12 pg. 396
| EFFi | 1: 0.93; 2: IL TRM V 12 pg. 396
| Hours | 1: 2987; 2: IL TRM V 12 pg. 396; 3: Hours to be adjusted for condenser
| ESF | 1: 0.081; 2: IL TRM V 12 pg. 396
| CF | 1: 0.8; 2: IL TRM V 12 pg. 396
| BHP | 1: delkWh; 2: delkW; 3: Incremental Cost; 4: Incremental Cost/kWh; 5: %Savings; 6: Weighting
| 5 | 1: 1300.7903; 2: 0; 3: 2250; 4: 1.7297; 5: 0.081; 6: 0.2
| 15 | 1: 3902.371; 2: 0; 3: 3318; 4: 0.85025; 5: 0.081; 6: 0.2
| 25 | 1: 6503.9516; 2: 0; 3: 4386; 4: 0.67436; 5: 0.081; 6: 0.2
| 50 | 1: 13007.9032; 2: 0; 3: 6573; 4: 0.50531; 5: 0.081; 6: 0.2
| 75 | 1: 19511.8548; 2: 0; 3: 8532; 4: 0.43727; 5: 0.081; 6: 0.2
|  | 8845.3742 | 0 | 5011.8 | 0.83938 | 8.1%
Note on C115: [Threaded comment] Your version of Excel allows you to read this threaded comment; however, any edits to it will get removed if the file is opened in a newer version of Excel. Learn more: https://go.microsoft.com/fwlink/?linkid=870924 Comment: Factors here are from the NY baseline work. Needs to be adjusted to PR levels

## CI VSD Custom
| MEASURE GROUP DEFINITION |  |  |  | REGION | #REF!
| INPUT CELLS | CALCULATED CELLS
| MEASURE NAME | [10 empty] | TAB NAMING LOOKUPS (DEFINED BY OVERALL PROJECT, NOT SPECIFIC MEASURE)
| Short Name (Same as Tab Name!) | Long Name | Sector (full name) | Life | Life Source | [6 empty] | Fuel Type
| CI VSD Custom | Variable Speed Drive Custom, Other | C&I | 15 | IL TRM V12 | [6 empty] | Fuel | Electric | Gas | Oil | Propane
[12 empty] | Abbreviation | E | G | O | P
| TAB BREAKOUT |  |  |  |  | [PULL FORMULA DOWN] | [PULL FORMULA DOWN]
# | Primary Fuel | Secondary Fuel (blank OK) | End Use | Market (RET or MD) | Custom Field (blank OK) | Fuel Abbreviations | End Use Abbr. | UNIQUE MEASURE NAME | Long Name |  |  | Sector
1 | Electric |  | Other | RET |  | E | Oth | CI VSD Custom_CI, E - Oth (RET) | Variable Speed Drive Custom, Other |  |  | Sector | Residential | C&I
2 | [11 empty] | Abbreviation | Res | CI
3
4 | [11 empty] | Market
5 | [11 empty] | Market | Retrofit | Market-Driven
6 | [11 empty] | Abbreviation | RET | MD
7
8 | [11 empty] | Building Types
9 | [11 empty] | Building Types | Single Family | Multifamily | LI Single Family | LI Multifamily | Small Education - College/University | Small Education - Other | Small Grocery | Small Health - Hospital | Small Health - Other | Small Industrial Manufacturing | Small Institutional/Public Service | Small Lodging | Small Miscellaneous/Other | Small Office | Small Restaurant | Small Retail | Small Warehouse | Large Education - College/University | Large Education - Other | Large Grocery | Large Health - Hospital | Large Health - Other | Large Industrial Manufacturing | Large Institutional/Public Service | Large Lodging | Large Miscellaneous/Other | Large Office | Large Restaurant | Large Retail | Large Warehouse
10
End Use
[12 empty] | End Use | Appliances | Cooking | Cooling | Exterior Lighting | Interior Lighting | Other | Plug Loads | Refrigeration | Space Heating | Ventilation | Water Heating | Drives | Motors and VFDs | Compressed Air Systems | Process Cooling and Refrigeration | Process Heating | Total Electric | Total Gas
[12 empty] | Abbreviation | Appl | Cook | Cool | ExtL | IntL | Oth | Plug | Refr | Heat | Vent | HWat | Driv | Motr | CAS | PrC | PrH | TotE | TotG
KEY FOR MEASURE DATA ROWS
CALCULATED FIELD
ENTER MANUALLY OR FORMULAICALLY FROM CALCULATIONS SECTION
MEASURE DATA
SOURCES
| GENERAL ('Measures' Sheet) INPUTS | 1 | 2 | 3 | 4 | 5 | 6 | 7 | 8 | 9 | 10 | 1 | 2 | 3 | 4 | 5 | 6 | 7 | 8 | 9 | 10
1 | Measure Name | 1: CI VSD Custom_CI, E - Oth (RET); SOURCES 1: CI VSD Custom_CI, E - Oth (RET)
2 | Measure Long Name | 1: Variable Speed Drive Custom, Other; SOURCES 1: -
3 | Parent Measure Name | 1: CI VSD Custom_CI, E - Oth (RET); SOURCES 1: -
4 | Parent Measure Long Name | 1: Variable Speed Drive Custom, Other; SOURCES 1: -
5 | Sector | 1: C&I; SOURCES 1: -
6 | Description | 1: This measure is applied to variable speed drives (VSD) which are installed on the following HVAC system applications: chilled water pump, hot water pumps and cooling tower fans; SOURCES 1: -
7 | Life | 1: 15; SOURCES 1: -
8 | Exist. Life | bar: SOURCES 1
9 | Primary Fuel | bar: 1 to SOURCES 1
10 | Secondary Fuel | bar: SOURCES 1
11 | Primary Fuel End Use | 1: Other; SOURCES 1: -
12 | Secondary Fuel End Use | bar: SOURCES 1
13 | Elec Load Shape | bar: SOURCES 1
14 | Fuel Switch (Y/N) | bar: SOURCES 1
15 | Waste Heat Adjust. (Y/N) | bar: SOURCES 1
16 | Depends On | bar: SOURCES 1
17 | Links With | bar: SOURCES 1
18 | Mutual Exclusivity | bar: SOURCES 1
19 | bar: SOURCES 1
20 | GENERAL ('MeasChars' Sheet) INPUTS | 1: Variable Speed Drive Custom, Other; SOURCES 1: -
21 | Mkt (MD or RET) | 1: RET; SOURCES 1: -
22 | Target Markets (NC, RENO, REPL, RET) | 1: #REF!; SOURCES 1: -
23 | Baseline Description | 1: No existing VSD; SOURCES 1: -
24 | Efficient Description | 1: New VSD; SOURCES 1: -
25 | Start Year | 1: #REF!; SOURCES 1: -
26 | End Year | 1: #REF!; SOURCES 1: -
27 | Building type assumed for characterization | 1: Single Family; SOURCES 1: -
28 | Units for Costs & Savings Values | bar: SOURCES 1
29 | Efficient kW ¦ MMBtu | bar: SOURCES 1
30 | Baseline kW ¦ MMBtu | bar: SOURCES 1
31 | Full Load Hours | bar: SOURCES 1
32 | kWh ¦ MMBtu Annual Savings | 1: 8845.3742; SOURCES 1: -
33 | % Savings (primary fuel) | 1: 0.081; SOURCES 1: 2
34 | Efficient Equip Cost | bar: SOURCES 1
35 | Baseline Equip Cost | 1: 5011.8; SOURCES 1: -
36 | Incremental Cost | 1: 5011.8; SOURCES 1: -
37 | Incremental Cost per kWh ¦ MMBtu Saved | 1: 0.83938; SOURCES 1: 47
38 | bar: SOURCES 1
39 | SECONDARY END-USE FUEL IMPACTS (MMBtu/kWh), OR Elec Impacts (kWh/MMBtu) | 1: Variable Speed Drive Custom, Other; SOURCES 1: -
40 | Fossil Fuel (or Elec) Savings - increased use is negative (MMBtu/yr ¦ kWh/yr) | bar: SOURCES 1
41 | Annual Fossil Fuel (or Elec) Savings per Elec (or FF) Savings - increased is negative (MMBtu/kWh ¦ kWh/MMBtu saved) | bar: SOURCES 1
42 | bar: SOURCES 1
43 | EARLY-RETIREMENT RETROFIT MEASURE INPUTS | bar: SOURCES 1
44 | Baseline Equip. Life | 1: 15; SOURCES 1: -
45 | Baseline Equip. Age | 1: 10; SOURCES 1: -
46 | Baseline Cost | 1: 5011.8; SOURCES 1: -
47 | Baseline Cost per kWh ¦ MMBtu saved | 1: 0.5666; SOURCES 1: -
48 | Baseline shift savings factor (for RET) | bar: SOURCES 1
49 | bar: SOURCES 1
50 | O&M INPUTS | bar: SOURCES 1
51 | Efficient Component 1 (description) | bar: SOURCES 1
52 | Eff Component 1 Life (years) | bar: SOURCES 1
53 | Eff Component 1 Replacement Cost | bar: SOURCES 1
54 | Eff Component 1 Replacement Cost per kWh ¦ MMBtu saved | bar: SOURCES 1
55 | Efficient Component 2 (description) | bar: SOURCES 1
56 | Eff Component 2 Life (years) | bar: SOURCES 1
57 | Eff Component 2 Replacement Cost | bar: SOURCES 1
58 | Eff Component 2 Replacement Cost per kWh ¦ MMBtu saved | bar: SOURCES 1
59 | Baseline Component 1 (description) | bar: SOURCES 1
60 | Baseline Component 1 Life (years) | bar: SOURCES 1
61 | Baseline Component 1 Replacement Cost | bar: SOURCES 1
62 | Baseline Component 1 Replacement Cost per kWh ¦ MMBtu saved | bar: SOURCES 1
63 | Baseline Component 2 (description) | bar: SOURCES 1
64 | Baseline Component 2 Life (years) | bar: SOURCES 1
65 | Baseline Component 2 Replacement Cost | bar: SOURCES 1
66 | Baseline Component 2 Replacement Cost per kWh ¦ MMBtu saved | bar: SOURCES 1
67 | O&M Annual Levelized Cost ($/kWh ¦ $/MMBtu) | bar: SOURCES 1
68 | bar: SOURCES 1
69 | Water INPUTS | bar: SOURCES 1
70 | Water (gal/yr) | bar: SOURCES 1
71 | Water [gal/yr per kWh ¦ MMBtu saved] | bar: SOURCES 1
CALCULATIONS
| INPUTS/VARIABLES | 1: VALUE; 2: SOURCE; 3: DESCRIPTION
| BHP | 1: See table; 2: IL TRM V 12 pg. 396
| EFFi | 1: 0.93; 2: IL TRM V 12 pg. 396
| Hours | 1: 2987; 2: IL TRM V 12 pg. 396; 3: Hours to be adjusted for condenser
| ESF | 1: 0.081; 2: IL TRM V 12 pg. 396
| CF | 1: 0.8; 2: IL TRM V 12 pg. 396
| BHP | 1: delkWh; 2: delkW; 3: Incremental Cost; 4: Incremental Cost/kWh; 5: %Savings; 6: Weighting
| 5 | 1: 1300.7903; 2: 0; 3: 2250; 4: 1.7297; 5: 0.081; 6: 0.2
| 15 | 1: 3902.371; 2: 0; 3: 3318; 4: 0.85025; 5: 0.081; 6: 0.2
| 25 | 1: 6503.9516; 2: 0; 3: 4386; 4: 0.67436; 5: 0.081; 6: 0.2
| 50 | 1: 13007.9032; 2: 0; 3: 6573; 4: 0.50531; 5: 0.081; 6: 0.2
| 75 | 1: 19511.8548; 2: 0; 3: 8532; 4: 0.43727; 5: 0.081; 6: 0.2
|  | 8845.3742 | 0 | 5011.8 | 0.83938 | 8.1%
Note on C115: [Threaded comment] Your version of Excel allows you to read this threaded comment; however, any edits to it will get removed if the file is opened in a newer version of Excel. Learn more: https://go.microsoft.com/fwlink/?linkid=870924 Comment: Factors here are from the NY baseline work. Needs to be adjusted to PR levels

## CI BevSnack Machine Controls
| MEASURE GROUP DEFINITION |  |  |  | REGION | #REF!
| INPUT CELLS | CALCULATED CELLS
| MEASURE NAME | [10 empty] | TAB NAMING LOOKUPS (DEFINED BY OVERALL PROJECT, NOT SPECIFIC MEASURE)
| Short Name (Same as Tab Name!) | Long Name | Sector (full name) | Life | Life Source | [6 empty] | Fuel Type
| CI BevSnack Machine Controls | Beverage and Snack Machine Controls | C&I | 5 | IL TRM V12 | [6 empty] | Fuel | Electric | Gas | Oil | Propane
[12 empty] | Abbreviation | E | G | O | P
| TAB BREAKOUT |  |  |  |  | [PULL FORMULA DOWN] | [PULL FORMULA DOWN]
# | Primary Fuel | Secondary Fuel (blank OK) | End Use | Market (RET or MD) | Custom Field (blank OK) | Fuel Abbreviations | End Use Abbr. | UNIQUE MEASURE NAME | Long Name |  |  | Sector
1 | Electric |  | Plug Loads | RET | Non-Refrigerated | E | Plug | CI BevSnack Machine Controls_CI, E - Plug [Non-Refrigerated] (RET) | Beverage and Snack Machine Controls |  |  | Sector | Residential | C&I
2 | Electric |  | Plug Loads | RET | Refrigerated | E | Plug | CI BevSnack Machine Controls_CI, E - Plug [Refrigerated] (RET) | Beverage and Snack Machine Controls |  |  | Abbreviation | Res | CI
3
4 | [11 empty] | Market
5 | [11 empty] | Market | Retrofit | Market-Driven
6 | [11 empty] | Abbreviation | RET | MD
7
8 | [11 empty] | Building Types
9 | [11 empty] | Building Types | Single Family | Multifamily | LI Single Family | LI Multifamily | Small Education - College/University | Small Education - Other | Small Grocery | Small Health - Hospital | Small Health - Other | Small Industrial Manufacturing | Small Institutional/Public Service | Small Lodging | Small Miscellaneous/Other | Small Office | Small Restaurant | Small Retail | Small Warehouse | Large Education - College/University | Large Education - Other | Large Grocery | Large Health - Hospital | Large Health - Other | Large Industrial Manufacturing | Large Institutional/Public Service | Large Lodging | Large Miscellaneous/Other | Large Office | Large Restaurant | Large Retail | Large Warehouse
10
End Use
[12 empty] | End Use | Appliances | Cooking | Cooling | Exterior Lighting | Interior Lighting | Other | Plug Loads | Refrigeration | Space Heating | Ventilation | Water Heating | Drives | Motors and VFDs | Compressed Air Systems | Process Cooling and Refrigeration | Process Heating | Total Electric | Total Gas
[12 empty] | Abbreviation | Appl | Cook | Cool | ExtL | IntL | Oth | Plug | Refr | Heat | Vent | HWat | Driv | Motr | CAS | PrC | PrH | TotE | TotG
KEY FOR MEASURE DATA ROWS
CALCULATED FIELD
ENTER MANUALLY OR FORMULAICALLY FROM CALCULATIONS SECTION
MEASURE DATA
SOURCES
| GENERAL ('Measures' Sheet) INPUTS | 1 | 2 | 3 | 4 | 5 | 6 | 7 | 8 | 9 | 10 | 1 | 2 | 3 | 4 | 5 | 6 | 7 | 8 | 9 | 10
1 | Measure Name | 1: CI BevSnack Machine Controls_CI, E - Plug [Non-Refrigerated] (RET); 2: CI BevSnack Machine Controls_CI, E - Plug [Refrigerated] (RET); SOURCES 1: CI BevSnack Machine Controls_CI, E - Plug [Non-Refrigerated] (RET); SOURCES 2: CI BevSnack Machine Controls_CI, E - Plug [Refrigerated] (RET)
2 | Measure Long Name | 1: Beverage and Snack Machine Controls; 2: Beverage and Snack Machine Controls; SOURCES 1: -; SOURCES 2: -
3 | Parent Measure Name | 1: CI BevSnack Machine Controls_CI, E - Plug [Non-Refrigerated] (RET); 2: CI BevSnack Machine Controls_CI, E - Plug [Refrigerated] (RET); SOURCES 1: -; SOURCES 2: -
4 | Parent Measure Long Name | 1: Beverage and Snack Machine Controls; 2: Beverage and Snack Machine Controls; SOURCES 1: -; SOURCES 2: -
5 | Sector | 1: C&I; 2: C&I; SOURCES 1: -; SOURCES 2: -
6 | Description | 1: This measure relates to the installation of new controls on refrigerated beverage vending machines, non-refrigerated snack vending machines, and glass front refrigerated coolers. Controls can significantly reduce the energy consumption of vending machine and refrigeration systems; 2: This measure relates to the installation of new controls on refrigerated beverage vending machines, non-refrigerated snack vending machines, and glass front refrigerated coolers. Controls can significantly reduce the energy consumption of vending machine and refrigeration systems; SOURCES 1: -; SOURCES 2: -
7 | Life | 1: 5; 2: 5; SOURCES 1: -; SOURCES 2: -
8 | Exist. Life | bar: SOURCES 1 to SOURCES 2
9 | Primary Fuel | bar: 1 to SOURCES 2
10 | Secondary Fuel | bar: SOURCES 1 to SOURCES 2
11 | Primary Fuel End Use | 1: Plug Loads; 2: Plug Loads; SOURCES 1: -; SOURCES 2: -
12 | Secondary Fuel End Use | bar: SOURCES 1 to SOURCES 2
13 | Elec Load Shape | bar: SOURCES 1 to SOURCES 2
14 | Fuel Switch (Y/N) | bar: SOURCES 1 to SOURCES 2
15 | Waste Heat Adjust. (Y/N) | bar: SOURCES 1 to SOURCES 2
16 | Depends On | bar: SOURCES 1 to SOURCES 2
17 | Links With | bar: SOURCES 1 to SOURCES 2
18 | Mutual Exclusivity | bar: SOURCES 1 to SOURCES 2
19 | bar: SOURCES 1 to SOURCES 2
20 | GENERAL ('MeasChars' Sheet) INPUTS | 1: Beverage and Snack Machine Controls; 2: Beverage and Snack Machine Controls; SOURCES 1: -; SOURCES 2: -
21 | Mkt (MD or RET) | 1: RET; 2: RET; SOURCES 1: -; SOURCES 2: -
22 | Target Markets (NC, RENO, REPL, RET) | 1: #REF!; 2: #REF!; SOURCES 1: -; SOURCES 2: -
23 | Baseline Description | 1: No Controls on the vending machines; 2: No Controls on the vending machines; SOURCES 1: -; SOURCES 2: -
24 | Efficient Description | 1: Controls installed; 2: Controls installed; SOURCES 1: -; SOURCES 2: -
25 | Start Year | 1: #REF!; 2: #REF!; SOURCES 1: -; SOURCES 2: -
26 | End Year | 1: #REF!; 2: #REF!; SOURCES 1: -; SOURCES 2: -
27 | Building type assumed for characterization | 1: Small Office; 2: Small Office; SOURCES 1: -; SOURCES 2: -
28 | Units for Costs & Savings Values | bar: SOURCES 1 to SOURCES 2
29 | Efficient kW ¦ MMBtu | bar: SOURCES 1 to SOURCES 2
30 | Baseline kW ¦ MMBtu | bar: SOURCES 1 to SOURCES 2
31 | Full Load Hours | bar: SOURCES 1 to SOURCES 2
32 | kWh ¦ MMBtu Annual Savings | 1: 408.05; 2: 170.0396; SOURCES 1: -; SOURCES 2: -
33 | % Savings (primary fuel) | 1: 0; 2: 0.61427; SOURCES 1: 3; SOURCES 2: 3
34 | Efficient Equip Cost | bar: SOURCES 1 to SOURCES 2
35 | Baseline Equip Cost | bar: SOURCES 1 to SOURCES 2
36 | Incremental Cost | 1: 245; 2: 233; SOURCES 1: -; SOURCES 2: -
37 | Incremental Cost per kWh ¦ MMBtu Saved | 1: 0.604; 2: 1.3703; SOURCES 1: 4; SOURCES 2: 4
38 | bar: SOURCES 1 to SOURCES 2
39 | SECONDARY END-USE FUEL IMPACTS (MMBtu/kWh), OR Elec Impacts (kWh/MMBtu) | 1: Beverage and Snack Machine Controls; 2: Beverage and Snack Machine Controls; SOURCES 1: -; SOURCES 2: -
40 | Fossil Fuel (or Elec) Savings - increased use is negative (MMBtu/yr ¦ kWh/yr) | bar: SOURCES 1 to SOURCES 2
41 | Annual Fossil Fuel (or Elec) Savings per Elec (or FF) Savings - increased is negative (MMBtu/kWh ¦ kWh/MMBtu saved) | bar: SOURCES 1 to SOURCES 2
42 | bar: SOURCES 1 to SOURCES 2
43 | EARLY-RETIREMENT RETROFIT MEASURE INPUTS | bar: SOURCES 1 to SOURCES 2
44 | Baseline Equip. Life | bar: SOURCES 1 to SOURCES 2
45 | Baseline Equip. Age | bar: SOURCES 1 to SOURCES 2
46 | Baseline Cost | bar: SOURCES 1 to SOURCES 2
47 | Baseline Cost per kWh ¦ MMBtu saved | bar: SOURCES 1 to SOURCES 2
48 | Baseline shift savings factor (for RET) | bar: SOURCES 1 to SOURCES 2
49 | bar: SOURCES 1 to SOURCES 2
50 | O&M INPUTS | bar: SOURCES 1 to SOURCES 2
51 | Efficient Component 1 (description) | bar: SOURCES 1 to SOURCES 2
52 | Eff Component 1 Life (years) | bar: SOURCES 1 to SOURCES 2
53 | Eff Component 1 Replacement Cost | bar: SOURCES 1 to SOURCES 2
54 | Eff Component 1 Replacement Cost per kWh ¦ MMBtu saved | bar: SOURCES 1 to SOURCES 2
55 | Efficient Component 2 (description) | bar: SOURCES 1 to SOURCES 2
56 | Eff Component 2 Life (years) | bar: SOURCES 1 to SOURCES 2
57 | Eff Component 2 Replacement Cost | bar: SOURCES 1 to SOURCES 2
58 | Eff Component 2 Replacement Cost per kWh ¦ MMBtu saved | bar: SOURCES 1 to SOURCES 2
59 | Baseline Component 1 (description) | bar: SOURCES 1 to SOURCES 2
60 | Baseline Component 1 Life (years) | bar: SOURCES 1 to SOURCES 2
61 | Baseline Component 1 Replacement Cost | bar: SOURCES 1 to SOURCES 2
62 | Baseline Component 1 Replacement Cost per kWh ¦ MMBtu saved | bar: SOURCES 1 to SOURCES 2
63 | Baseline Component 2 (description) | bar: SOURCES 1 to SOURCES 2
64 | Baseline Component 2 Life (years) | bar: SOURCES 1 to SOURCES 2
65 | Baseline Component 2 Replacement Cost | bar: SOURCES 1 to SOURCES 2
66 | Baseline Component 2 Replacement Cost per kWh ¦ MMBtu saved | bar: SOURCES 1 to SOURCES 2
67 | O&M Annual Levelized Cost ($/kWh ¦ $/MMBtu) | bar: SOURCES 1 to SOURCES 2
68 | bar: SOURCES 1 to SOURCES 2
69 | Water INPUTS | bar: SOURCES 1 to SOURCES 2
70 | Water (gal/yr) | bar: SOURCES 1 to SOURCES 2
71 | Water [gal/yr per kWh ¦ MMBtu saved] | bar: SOURCES 1 to SOURCES 2
∆kWh = ΔkWhLighting + ΔkWhRef BMC
ΔkWhLighting = ((8760 – OccHours) ∗ Wbulb)/1000
ΔkWhRef BMC = MDEC ∗ (SleepHours / 24) ∗ Days
CALCULATIONS
| Inputs | 1: Values; 2: Source; 3: Description
| Occhours | 1: 3379; 2: IL TRM V12 pg. 796-799; 3: Average Annual Hours facility is occupied
| Wbulb | 1: Table; 2: IL TRM V12 pg. 796-799; 3: Wattage of bulb in Refrigerated Beverage Vending Machine
| MDEC | 1: Table; 2: IL TRM V12 pg. 796-799; 3: Maximum Daily Energy Consumption per Federal regulations
| Sleephours | 1: 4; 2: IL TRM V12 pg. 796-799; 3: Maximum hours of sleep mode per day
| Days | 1: 365; 2: IL TRM V12 pg. 796-799; 3: Operating Days/yr
| CF | 1: 0; 2: IL TRM V12 pg. 796-799
| EUL | 1: 5
| Class | 1: MDEC; 2: Incremental Cost Refrigerated; 3: Incremental Cost Non-Refrigerated
| A | 1: 3.52; 2: 245; 3: 239
| B | 1: 3.29; 2: 245; 3: 239
| Combination A | 1: 4.47; 2: 245; 3: 239
| Combination B | 1: 4.37; 2: 245; 3: 239
| Bulb type | 1: Wbulb
| Fluorescent T8 | 1: 56.4
| TLEDs | 1: 31.6
Submeasure aggregation Refrigerated
| Class | 1: delkWhlighting; 2: delkWhrefbmc; 3: delkWh; 4: Peak kW; 5: % Savings; 6: Incremental Cost; 7: Incremental Cost/kWh; 8: Weighting
| A | 1: 170.0396; 2: 214.1333; 3: 384.1729; 6: 245; 7: 0.63773; 8: 0.25
| B | 1: 170.0396; 2: 200.1417; 3: 370.1813; 6: 245; 7: 0.66184; 8: 0.25
| Combination A | 1: 170.0396; 2: 271.925; 3: 441.9646; 6: 245; 7: 0.55434; 8: 0.25
| Combination B | 1: 170.0396; 2: 265.8417; 3: 435.8813; 6: 245; 7: 0.56208; 8: 0.25
| WEIGHTED AVERAGE | 3: 408.05; 4: 0; 5: 0; 6: 245; 7: 0.604
Submeasure aggregation Non-Refrigerated
| Class | 1: delkWhlighting; 2: delkWhrefbmc; 3: delkWh; 4: Peak kW; 5: % Savings; 6: Incremental Cost; 7: Incremental Cost/kWh; 8: Weighting
| A | 1: 170.0396; 2: 0; 3: 170.0396; 5: 0.61427; 6: 233; 7: 1.3703; 8: 0.25
| B | 1: 170.0396; 2: 0; 3: 170.0396; 5: 0.61427; 6: 233; 7: 1.3703; 8: 0.25
| Combination A | 1: 170.0396; 2: 0; 3: 170.0396; 5: 0.61427; 6: 233; 7: 1.3703; 8: 0.25
| Combination B | 1: 170.0396; 2: 0; 3: 170.0396; 5: 0.61427; 6: 233; 7: 1.3703; 8: 0.25
| WEIGHTED AVERAGE | 3: 170.0396; 4: 0; 5: 0.61427; 6: 233; 7: 1.3703
Note on C119: [Threaded comment] Your version of Excel allows you to read this threaded comment; however, any edits to it will get removed if the file is opened in a newer version of Excel. Learn more: https://go.microsoft.com/fwlink/?linkid=870924 Comment: Based on 21 cu. Ft assumption based off DOE findings
Note on D122: [Threaded comment] Your version of Excel allows you to read this threaded comment; however, any edits to it will get removed if the file is opened in a newer version of Excel. Learn more: https://go.microsoft.com/fwlink/?linkid=870924 Comment: Assuming average of A nd B machine controls.
Note on E122: [Threaded comment] Your version of Excel allows you to read this threaded comment; however, any edits to it will get removed if the file is opened in a newer version of Excel. Learn more: https://go.microsoft.com/fwlink/?linkid=870924 Comment: Assuming average of A nd B machine controls.

## CI Computer Power Management
| MEASURE GROUP DEFINITION |  |  |  | REGION | #REF!
| INPUT CELLS | CALCULATED CELLS
| MEASURE NAME | [10 empty] | TAB NAMING LOOKUPS (DEFINED BY OVERALL PROJECT, NOT SPECIFIC MEASURE)
| Short Name (Same as Tab Name!) | Long Name | Sector (full name) | Life | Life Source | [6 empty] | Fuel Type
| CI Computer Power Management | Computer Power Management Software | C&I | 5 | IL TRM V12 | [6 empty] | Fuel | Electric | Gas | Oil | Propane
[12 empty] | Abbreviation | E | G | O | P
| TAB BREAKOUT |  |  |  |  | [PULL FORMULA DOWN] | [PULL FORMULA DOWN]
# | Primary Fuel | Secondary Fuel (blank OK) | End Use | Market (RET or MD) | Custom Field (blank OK) | Fuel Abbreviations | End Use Abbr. | UNIQUE MEASURE NAME | Long Name |  |  | Sector
1 | Electric |  | Plug Loads | RET | Desktop | E | Plug | CI Computer Power Management_CI, E - Plug [Desktop] (RET) | Computer Power Management Software |  |  | Sector | Residential | C&I
2 | Electric |  | Plug Loads | RET | Laptop | E | Plug | CI Computer Power Management_CI, E - Plug [Laptop] (RET) | Computer Power Management Software |  |  | Abbreviation | Res | CI
3 | Electric |  | Plug Loads | RET | Monitor | E | Plug | CI Computer Power Management_CI, E - Plug [Monitor] (RET) | Computer Power Management Software
4 | [11 empty] | Market
5 | [11 empty] | Market | Retrofit | Market-Driven
6 | [11 empty] | Abbreviation | RET | MD
7
8 | [11 empty] | Building Types
9 | [11 empty] | Building Types | Single Family | Multifamily | LI Single Family | LI Multifamily | Small Education - College/University | Small Education - Other | Small Grocery | Small Health - Hospital | Small Health - Other | Small Industrial Manufacturing | Small Institutional/Public Service | Small Lodging | Small Miscellaneous/Other | Small Office | Small Restaurant | Small Retail | Small Warehouse | Large Education - College/University | Large Education - Other | Large Grocery | Large Health - Hospital | Large Health - Other | Large Industrial Manufacturing | Large Institutional/Public Service | Large Lodging | Large Miscellaneous/Other | Large Office | Large Restaurant | Large Retail | Large Warehouse
10
End Use
[12 empty] | End Use | Appliances | Cooking | Cooling | Exterior Lighting | Interior Lighting | Other | Plug Loads | Refrigeration | Space Heating | Ventilation | Water Heating | Drives | Motors and VFDs | Compressed Air Systems | Process Cooling and Refrigeration | Process Heating | Total Electric | Total Gas
[12 empty] | Abbreviation | Appl | Cook | Cool | ExtL | IntL | Oth | Plug | Refr | Heat | Vent | HWat | Driv | Motr | CAS | PrC | PrH | TotE | TotG
KEY FOR MEASURE DATA ROWS
CALCULATED FIELD
ENTER MANUALLY OR FORMULAICALLY FROM CALCULATIONS SECTION
MEASURE DATA
SOURCES
| GENERAL ('Measures' Sheet) INPUTS | 1 | 2 | 3 | 4 | 5 | 6 | 7 | 8 | 9 | 10 | 1 | 2 | 3 | 4 | 5 | 6 | 7 | 8 | 9 | 10
1 | Measure Name | 1: CI Computer Power Management_CI, E - Plug [Desktop] (RET); 2: CI Computer Power Management_CI, E - Plug [Laptop] (RET); 3: CI Computer Power Management_CI, E - Plug [Monitor] (RET); SOURCES 1: CI Computer Power Management_CI, E - Plug [Desktop] (RET); SOURCES 2: CI Computer Power Management_CI, E - Plug [Laptop] (RET); SOURCES 3: CI Computer Power Management_CI, E - Plug [Monitor] (RET)
2 | Measure Long Name | 1: Computer Power Management Software; 2: Computer Power Management Software; 3: Computer Power Management Software; SOURCES 1: -; SOURCES 2: -; SOURCES 3: -
3 | Parent Measure Name | 1: CI Computer Power Management_CI, E - Plug [Desktop] (RET); SOURCES 1: -; SOURCES 2: -; SOURCES 3: -
4 | Parent Measure Long Name | 1: Computer Power Management Software; SOURCES 1: -; SOURCES 2: -; SOURCES 3: -
5 | Sector | 1: C&I; 2: C&I; 3: C&I; SOURCES 1: -; SOURCES 2: -; SOURCES 3: -
6 | Description | 1: This measure characterizes average savings from adjustment of computer power management settings by a direct install technician. Computer power management settings, when properly enabled, automatically put the computer and monitor in a low power state when no activity is detected for a certain period of time.; SOURCES 1: -; SOURCES 2: -; SOURCES 3: -
7 | Life | 1: 5; 2: 5; 3: 5; SOURCES 1: -; SOURCES 2: -; SOURCES 3: -
8 | Exist. Life | bar: SOURCES 1 to SOURCES 3
9 | Primary Fuel | bar: 1 to SOURCES 3
10 | Secondary Fuel | bar: SOURCES 1 to SOURCES 3
11 | Primary Fuel End Use | 1: Plug Loads; 2: Plug Loads; 3: Plug Loads; SOURCES 1: -; SOURCES 2: -; SOURCES 3: -
12 | Secondary Fuel End Use | bar: SOURCES 1 to SOURCES 3
13 | Elec Load Shape | bar: SOURCES 1 to SOURCES 3
14 | Fuel Switch (Y/N) | bar: SOURCES 1 to SOURCES 3
15 | Waste Heat Adjust. (Y/N) | bar: SOURCES 1 to SOURCES 3
16 | Depends On | bar: SOURCES 1 to SOURCES 3
17 | Links With | bar: SOURCES 1 to SOURCES 3
18 | Mutual Exclusivity | bar: SOURCES 1 to SOURCES 3
19 | bar: SOURCES 1 to SOURCES 3
20 | GENERAL ('MeasChars' Sheet) INPUTS | 1: Computer Power Management Software; 2: Computer Power Management Software; 3: Computer Power Management Software; SOURCES 1: -; SOURCES 2: -; SOURCES 3: -
21 | Mkt (MD or RET) | 1: RET; 2: RET; 3: RET; SOURCES 1: -; SOURCES 2: -; SOURCES 3: -
22 | Target Markets (NC, RENO, REPL, RET) | 1: #REF!; 2: #REF!; 3: #REF!; SOURCES 1: -; SOURCES 2: -; SOURCES 3: -
23 | Baseline Description | 1: Computer power management controls set by user; 2: Computer power management controls set by user; 3: Computer power management controls set by user; SOURCES 1: -; SOURCES 2: -; SOURCES 3: -
24 | Efficient Description | 1: Power Management controls set by IT on a top down bases; 2: Power Management controls set by IT on a top down bases; 3: Power Management controls set by IT on a top down bases; SOURCES 1: -; SOURCES 2: -; SOURCES 3: -
25 | Start Year | 1: #REF!; 2: #REF!; 3: #REF!; SOURCES 1: -; SOURCES 2: -; SOURCES 3: -
26 | End Year | 1: #REF!; 2: #REF!; 3: #REF!; SOURCES 1: -; SOURCES 2: -; SOURCES 3: -
27 | Building type assumed for characterization | 1: Small Office; 2: Small Office; 3: Small Office; SOURCES 1: -; SOURCES 2: -; SOURCES 3: -
28 | Units for Costs & Savings Values | bar: SOURCES 1 to SOURCES 3
29 | Efficient kW ¦ MMBtu | bar: SOURCES 1 to SOURCES 3
30 | Baseline kW ¦ MMBtu | bar: SOURCES 1 to SOURCES 3
31 | Full Load Hours | bar: SOURCES 1 to SOURCES 3
32 | kWh ¦ MMBtu Annual Savings | 1: 75.1608; 2: 16.1885; 3: 8.7074; SOURCES 1: -; SOURCES 2: -; SOURCES 3: -
33 | % Savings (primary fuel) | 1: 0.51476; 2: 0.35484; 3: 0.25664; SOURCES 1: 3; SOURCES 2: -; SOURCES 3: -
34 | Efficient Equip Cost | bar: SOURCES 1 to SOURCES 3
35 | Baseline Equip Cost | bar: SOURCES 1 to SOURCES 3
36 | Incremental Cost | bar: SOURCES 1 to SOURCES 3
37 | Incremental Cost per kWh ¦ MMBtu Saved | 1: 0.38584; 2: 1.7914; 3: 3.3305; SOURCES 1: 4; SOURCES 2: -; SOURCES 3: -
38 | bar: SOURCES 1 to SOURCES 3
39 | SECONDARY END-USE FUEL IMPACTS (MMBtu/kWh), OR Elec Impacts (kWh/MMBtu) | 1: Computer Power Management Software; 2: Computer Power Management Software; 3: Computer Power Management Software; SOURCES 1: -; SOURCES 2: -; SOURCES 3: -
40 | Fossil Fuel (or Elec) Savings - increased use is negative (MMBtu/yr ¦ kWh/yr) | bar: SOURCES 1 to SOURCES 3
41 | Annual Fossil Fuel (or Elec) Savings per Elec (or FF) Savings - increased is negative (MMBtu/kWh ¦ kWh/MMBtu saved) | bar: SOURCES 1 to SOURCES 3
42 | bar: SOURCES 1 to SOURCES 3
43 | EARLY-RETIREMENT RETROFIT MEASURE INPUTS | bar: SOURCES 1 to SOURCES 3
44 | Baseline Equip. Life | bar: SOURCES 1 to SOURCES 3
45 | Baseline Equip. Age | bar: SOURCES 1 to SOURCES 3
46 | Baseline Cost | bar: SOURCES 1 to SOURCES 3
47 | Baseline Cost per kWh ¦ MMBtu saved | bar: SOURCES 1 to SOURCES 3
48 | Baseline shift savings factor (for RET) | bar: SOURCES 1 to SOURCES 3
49 | bar: SOURCES 1 to SOURCES 3
50 | O&M INPUTS | bar: SOURCES 1 to SOURCES 3
51 | Efficient Component 1 (description) | bar: SOURCES 1 to SOURCES 3
52 | Eff Component 1 Life (years) | bar: SOURCES 1 to SOURCES 3
53 | Eff Component 1 Replacement Cost | bar: SOURCES 1 to SOURCES 3
54 | Eff Component 1 Replacement Cost per kWh ¦ MMBtu saved | bar: SOURCES 1 to SOURCES 3
55 | Efficient Component 2 (description) | bar: SOURCES 1 to SOURCES 3
56 | Eff Component 2 Life (years) | bar: SOURCES 1 to SOURCES 3
57 | Eff Component 2 Replacement Cost | bar: SOURCES 1 to SOURCES 3
58 | Eff Component 2 Replacement Cost per kWh ¦ MMBtu saved | bar: SOURCES 1 to SOURCES 3
59 | Baseline Component 1 (description) | bar: SOURCES 1 to SOURCES 3
60 | Baseline Component 1 Life (years) | bar: SOURCES 1 to SOURCES 3
61 | Baseline Component 1 Replacement Cost | bar: SOURCES 1 to SOURCES 3
62 | Baseline Component 1 Replacement Cost per kWh ¦ MMBtu saved | bar: SOURCES 1 to SOURCES 3
63 | Baseline Component 2 (description) | bar: SOURCES 1 to SOURCES 3
64 | Baseline Component 2 Life (years) | bar: SOURCES 1 to SOURCES 3
65 | Baseline Component 2 Replacement Cost | bar: SOURCES 1 to SOURCES 3
66 | Baseline Component 2 Replacement Cost per kWh ¦ MMBtu saved | bar: SOURCES 1 to SOURCES 3
67 | O&M Annual Levelized Cost ($/kWh ¦ $/MMBtu) | bar: SOURCES 1 to SOURCES 3
68 | bar: SOURCES 1 to SOURCES 3
69 | Water INPUTS | bar: SOURCES 1 to SOURCES 3
70 | Water (gal/yr) | bar: SOURCES 1 to SOURCES 3
71 | Water [gal/yr per kWh ¦ MMBtu saved] | bar: SOURCES 1 to SOURCES 3
ΔkWh = ((UECCompBase - UECCompEff )+(UECMonBase - UECMonEff))
CALCULATIONS
| Inputs | 1: Values; 2: Source; 3: Description
| Ueccombase | 1: Table; 2: IL TRM V12 pg. 893-896; 3: Energy consumption of computer before adjusting power settings
| Ueccomeff | 1: Table; 2: IL TRM V12 pg. 893-896; 3: Energy consumption of computer after adjusting power settings
| Uecmonbase | 1: Table; 2: IL TRM V12 pg. 893-896; 3: Energy consumption of monitor before adjusting power settings
| Uecmoneff | 1: Table; 2: IL TRM V12 pg. 893-896; 3: Energy consumption of monitor after adjusting power settings
| Hoursbase | 1: Table; 2: IL TRM V12 pg. 893-896; 3: Annual hours in each power state
| Hourseff | 1: Table; 2: IL TRM V12 pg. 893-896; 3: Annual hours in each power state
| Powerstate | 1: Table; 2: IL TRM V12 pg. 893-896; 3: Power (W) consumption in each power state
| EUL | 1: 5; 2: IL TRM V12 pg. 893-896; 3: Years
| Retrofit costs | 1: 29; 2: IL TRM V12 pg. 893-896; 3: Total centalized system
| Computer Power State | 1: Base Duty Cycle; 3: Efficient Duty Cycle; 5: Power Draw
|  | Computer | Monitor | Computer | Monitor | Desktop Computer | Laptop Computer | Monitor
| Unplugged | 1: 5%; 2: 22%; 3: 5%; 4: 22%; 5: 0; 6: 0; 7: 0
| Off | 1: 55%; 2: 50%; 3: 77%; 4: 57%; 5: 0.9; 6: 0.5; 7: 0.23
| Sleep | 1: 2%; 2: 2%; 3: 2%; 4: 2%; 5: 2.1; 6: 0.9; 7: 0.32
| Idle | 1: 35%; 2: 0%; 3: 13%; 4: 0%; 5: 39.9; 6: 8.9; 7: 0
| Active | 1: 3%; 2: 26%; 3: 3%; 4: 19%; 5: 72.2; 6: 60; 7: 14.43
Submeasure aggregation
| Class | 1: Ueccompbase; 2: Ueccomeff; 3: delkWh; 4: %Savings; 5: Costs/kWh
| Desktop computer | 1: 146011.68; 2: 70850.88; 3: 75.1608; 4: 0.51476; 5: 0.38584
|  | Ueccompbase | Ueccomeff | delkWh
| Laptop computer | 1: 45622.08; 2: 29433.6; 3: 16.1885; 4: 0.35484; 5: 1.7914
|  | Uecmonbase | Uecmoneff | delkWh
| Monitors | 1: 33929.232; 2: 25221.792; 3: 8.7074; 4: 0.25664; 5: 3.3305
WEIGHTED AVERAGE | bar: 1 to 2
Note on C111: [Threaded comment] Your version of Excel allows you to read this threaded comment; however, any edits to it will get removed if the file is opened in a newer version of Excel. Learn more: https://go.microsoft.com/fwlink/?linkid=870924 Comment: Region agnostic data

## CI Level 2 EV Charger
| MEASURE GROUP DEFINITION |  |  |  | REGION | #REF!
| INPUT CELLS | CALCULATED CELLS
| MEASURE NAME | [10 empty] | TAB NAMING LOOKUPS (DEFINED BY OVERALL PROJECT, NOT SPECIFIC MEASURE)
| Short Name (Same as Tab Name!) | Long Name | Sector (full name) | Life | Life Source | [6 empty] | Fuel Type
| CI Level 2 EV Charger | Level 2 Electric Vehicle Charger | C&I | 10 | 2 | [6 empty] | Fuel | Electric | Gas | Oil | Propane
[12 empty] | Abbreviation | E | G | O | P
| TAB BREAKOUT |  |  |  |  | [PULL FORMULA DOWN] | [PULL FORMULA DOWN]
# | Primary Fuel | Secondary Fuel (blank OK) | End Use | Market (RET or MD) | Custom Field (blank OK) | Fuel Abbreviations | End Use Abbr. | UNIQUE MEASURE NAME | Long Name |  |  | Sector
1 | Electric |  | Plug Loads | MD |  | E | Plug | CI Level 2 EV Charger_CI, E - Plug (MD) | Level 2 Electric Vehicle Charger |  |  | Sector | Residential | C&I
2 | [11 empty] | Abbreviation | Res | CI
3
4 | [11 empty] | Market
5 | [11 empty] | Market | Retrofit | Market-Driven
6 | [11 empty] | Abbreviation | RET | MD
7
8 | [11 empty] | Building Types
9 | [11 empty] | Building Types | Single Family | Multifamily | LI Single Family | LI Multifamily | Small Education - College/University | Small Education - Other | Small Grocery | Small Health - Hospital | Small Health - Other | Small Industrial Manufacturing | Small Institutional/Public Service | Small Lodging | Small Miscellaneous/Other | Small Office | Small Restaurant | Small Retail | Small Warehouse | Large Education - College/University | Large Education - Other | Large Grocery | Large Health - Hospital | Large Health - Other | Large Industrial Manufacturing | Large Institutional/Public Service | Large Lodging | Large Miscellaneous/Other | Large Office | Large Restaurant | Large Retail | Large Warehouse
10
End Use
[12 empty] | End Use | Appliances | Cooking | Cooling | Exterior Lighting | Interior Lighting | Other | Plug Loads | Refrigeration | Space Heating | Ventilation | Water Heating | Drives | Motors and VFDs | Compressed Air Systems | Process Cooling and Refrigeration | Process Heating | Total Electric | Total Gas
[12 empty] | Abbreviation | Appl | Cook | Cool | ExtL | IntL | Oth | Plug | Refr | Heat | Vent | HWat | Driv | Motr | CAS | PrC | PrH | TotE | TotG
KEY FOR MEASURE DATA ROWS
CALCULATED FIELD
ENTER MANUALLY OR FORMULAICALLY FROM CALCULATIONS SECTION
MEASURE DATA
SOURCES
| GENERAL ('Measures' Sheet) INPUTS | 1 | 2 | 3 | 4 | 5 | 6 | 7 | 8 | 9 | 10 | 1 | 2 | 3 | 4 | 5 | 6 | 7 | 8 | 9 | 10
1 | Measure Name | 1: CI Level 2 EV Charger_CI, E - Plug (MD); SOURCES 1: CI Level 2 EV Charger_CI, E - Plug (MD)
2 | Measure Long Name | 1: Level 2 Electric Vehicle Charger; SOURCES 1: -
3 | Parent Measure Name | 1: CI Level 2 EV Charger_CI, E - Plug (MD); SOURCES 1: -
4 | Parent Measure Long Name | 1: Level 2 Electric Vehicle Charger; SOURCES 1: -
5 | Sector | 1: C&I; SOURCES 1: -
6 | Description | 1: Installation of ENERGY STAR certified Vehicle Charger; SOURCES 1: -
7 | Life | 1: 10; SOURCES 1: -
8 | Exist. Life | bar: SOURCES 1
9 | Primary Fuel | bar: 1 to SOURCES 1
10 | Secondary Fuel | bar: SOURCES 1
11 | Primary Fuel End Use | 1: Plug Loads; SOURCES 1: -
12 | Secondary Fuel End Use | bar: SOURCES 1
13 | Elec Load Shape | bar: SOURCES 1
14 | Fuel Switch (Y/N) | bar: SOURCES 1
15 | Waste Heat Adjust. (Y/N) | bar: SOURCES 1
16 | Depends On | bar: SOURCES 1
17 | Links With | bar: SOURCES 1
18 | Mutual Exclusivity | bar: SOURCES 1
19 | bar: SOURCES 1
20 | GENERAL ('MeasChars' Sheet) INPUTS | 1: Level 2 Electric Vehicle Charger; SOURCES 1: -
21 | Mkt (MD or RET) | bar: 1 to SOURCES 1
22 | Target Markets (NC, RENO, REPL, RET) | 1: #REF!; SOURCES 1: -
23 | Baseline Description | 1: Non ENERGY STAR Vehicle Charger; SOURCES 1: -
24 | Efficient Description | 1: ENERGY STAR Vehicle Charger; SOURCES 1: -
25 | Start Year | 1: #REF!; SOURCES 1: -
26 | End Year | 1: #REF!; SOURCES 1: -
27 | Building type assumed for characterization | 1: Single Family; SOURCES 1: -
28 | Units for Costs & Savings Values | bar: SOURCES 1
29 | Efficient kW ¦ MMBtu | bar: SOURCES 1
30 | Baseline kW ¦ MMBtu | bar: SOURCES 1
31 | Full Load Hours | bar: SOURCES 1
32 | kWh ¦ MMBtu Annual Savings | 1: 34.7743; SOURCES 1: -
33 | % Savings (primary fuel) | 1: 50.44%; SOURCES 1: 2
34 | Efficient Equip Cost | bar: SOURCES 1
35 | Baseline Equip Cost | bar: SOURCES 1
36 | Incremental Cost | 1: 65.5; SOURCES 1: -
37 | Incremental Cost per kWh ¦ MMBtu Saved | 1: 5.0319; SOURCES 1: 4
38 | bar: SOURCES 1
39 | SECONDARY END-USE FUEL IMPACTS (MMBtu/kWh), OR Elec Impacts (kWh/MMBtu) | 1: Level 2 Electric Vehicle Charger; SOURCES 1: -
40 | Fossil Fuel (or Elec) Savings - increased use is negative (MMBtu/yr ¦ kWh/yr) | bar: SOURCES 1
41 | Annual Fossil Fuel (or Elec) Savings per Elec (or FF) Savings - increased is negative (MMBtu/kWh ¦ kWh/MMBtu saved) | bar: SOURCES 1
42 | bar: SOURCES 1
43 | EARLY-RETIREMENT RETROFIT MEASURE INPUTS | bar: SOURCES 1
44 | Baseline Equip. Life | bar: SOURCES 1
45 | Baseline Equip. Age | bar: SOURCES 1
46 | Baseline Cost | bar: SOURCES 1
47 | Baseline Cost per kWh ¦ MMBtu saved | bar: SOURCES 1
48 | Baseline shift savings factor (for RET) | bar: SOURCES 1
49 | bar: SOURCES 1
50 | O&M INPUTS | bar: SOURCES 1
51 | Efficient Component 1 (description) | bar: SOURCES 1
52 | Eff Component 1 Life (years) | bar: SOURCES 1
53 | Eff Component 1 Replacement Cost | bar: SOURCES 1
54 | Eff Component 1 Replacement Cost per kWh ¦ MMBtu saved | bar: SOURCES 1
55 | Efficient Component 2 (description) | bar: SOURCES 1
56 | Eff Component 2 Life (years) | bar: SOURCES 1
57 | Eff Component 2 Replacement Cost | bar: SOURCES 1
58 | Eff Component 2 Replacement Cost per kWh ¦ MMBtu saved | bar: SOURCES 1
59 | Baseline Component 1 (description) | bar: SOURCES 1
60 | Baseline Component 1 Life (years) | bar: SOURCES 1
61 | Baseline Component 1 Replacement Cost | bar: SOURCES 1
62 | Baseline Component 1 Replacement Cost per kWh ¦ MMBtu saved | bar: SOURCES 1
63 | Baseline Component 2 (description) | bar: SOURCES 1
64 | Baseline Component 2 Life (years) | bar: SOURCES 1
65 | Baseline Component 2 Replacement Cost | bar: SOURCES 1
66 | Baseline Component 2 Replacement Cost per kWh ¦ MMBtu saved | bar: SOURCES 1
67 | O&M Annual Levelized Cost ($/kWh ¦ $/MMBtu) | bar: SOURCES 1
68 | bar: SOURCES 1
69 | Water INPUTS | bar: SOURCES 1
70 | Water (gal/yr) | bar: SOURCES 1
71 | Water [gal/yr per kWh ¦ MMBtu saved] | bar: SOURCES 1
delkWh = (((Hours_PS + Hours_US) * SP_base) - (Hours_PS * SP_EEp + Hours_US * SP_EEu))/ 1000)
delkW = (((SPbase - SPEEp)*HoursPS)+((SPbase - SPEEu)*HoursUS))*CF/((8760-HoursC)*1000)
CALCULATIONS
| INPUTS/VARIABLES | 1: VALUE; 2: SOURCE; 3: DESCRIPTION
| Measure Life | 1: 10; 2: IL TRM V12 pg. 487-489
| Incremental Cost | 1: Table; 2: IL TRM V12 pg. 487-489; 3: Incremental cost
| HoursPS | 1: 3233; 2: IL TRM V12 pg. 487-489; 3: Annual Standby Hours Plugged In
| HoursUS | 1: 5249; 2: IL TRM V12 pg. 487-489; 3: Annual Standby Hours Unplugged
| SPbase | 1: Table; 2: IL TRM V12 pg. 487-489; 3: Baseline Average Standby Power (W)
| SPEEp | 1: Table; 2: IL TRM V12 pg. 487-489; 3: Efficient Average Standby Power (W) with vehicle plugged in
| SPEEu | 1: Table; 2: IL TRM V12 pg. 487-489; 3: Efficient Average Standby Power (W) in no vehicle mode
| HoursC | 1: 278; 2: IL TRM V12 pg. 487-489; 3: Annual Active Charging Hours
| HoursP | 1: 3511; 2: IL TRM V12 pg. 487-489; 3: Total Annual Hours Plugged In
| CF | 1: 1; 2: IL TRM V12 pg. 487-489; 3: Summer peak coincidence factor
SUBMEASURE AGGREGATION
| Measure | 1: SPbase; 2: SPEEp; 3: SPEEu; 4: Incremental Cost; 5: kWh Savings; 6: Peak kW Savings; 7: Unit kW Savings; 8: % Savings; 9: kWh/kW; 10: Incremental Cost per kWh Savings; SOURCES 1: Weighting
| Non-networked charger | 1: 3.7; 2: 3.5; 3: 2.1; 4: 84; 5: 9.045; 6: 0.0010664; 8: 28.82%; 9: 8482; 10: 9.2869; SOURCES 1: 50%
| Networked charger | 1: 9.9; 2: 3.2; 3: 2.5; 4: 47; 5: 60.5037; 6: 0.0071332; 8: 72.05%; 9: 8482; 10: 0.77681; SOURCES 1: 50%
| WEIGHTED AVERAGE | 2: 0; 3: 0; 4: 65.5; 5: 34.7743; 8: 50.44%; 10: 5.0319
Note on C119: [Threaded comment] Your version of Excel allows you to read this threaded comment; however, any edits to it will get removed if the file is opened in a newer version of Excel. Learn more: https://go.microsoft.com/fwlink/?linkid=870924 Comment: Value centric to IL, PR CF needs to be evaluated

## CI Water Cooler
| MEASURE GROUP DEFINITION |  |  |  | REGION | #REF!
| INPUT CELLS | CALCULATED CELLS
| MEASURE NAME | [10 empty] | TAB NAMING LOOKUPS (DEFINED BY OVERALL PROJECT, NOT SPECIFIC MEASURE)
| Short Name (Same as Tab Name!) | Long Name | Sector (full name) | Life | Life Source | [6 empty] | Fuel Type
| CI Water Cooler | ENERGY STAR Water Cooler | C&I | 10 | IL TRMV12 | [6 empty] | Fuel | Electric | Gas | Oil | Propane
[12 empty] | Abbreviation | E | G | O | P
| TAB BREAKOUT |  |  |  |  | [PULL FORMULA DOWN] | [PULL FORMULA DOWN]
# | Primary Fuel | Secondary Fuel (blank OK) | End Use | Market (RET or MD) | Custom Field (blank OK) | Fuel Abbreviations | End Use Abbr. | UNIQUE MEASURE NAME | Long Name |  |  | Sector
1 | Electric |  | Plug Loads | MD |  | E | Plug | CI Water Cooler_CI, E - Plug (MD) | ENERGY STAR Water Cooler |  |  | Sector | Residential | C&I
2 | [11 empty] | Abbreviation | Res | CI
3
4 | [11 empty] | Market
5 | [11 empty] | Market | Retrofit | Market-Driven
6 | [11 empty] | Abbreviation | RET | MD
7
8 | [11 empty] | Building Types
9 | [11 empty] | Building Types | Single Family | Multifamily | LI Single Family | LI Multifamily | Small Education - College/University | Small Education - Other | Small Grocery | Small Health - Hospital | Small Health - Other | Small Industrial Manufacturing | Small Institutional/Public Service | Small Lodging | Small Miscellaneous/Other | Small Office | Small Restaurant | Small Retail | Small Warehouse | Large Education - College/University | Large Education - Other | Large Grocery | Large Health - Hospital | Large Health - Other | Large Industrial Manufacturing | Large Institutional/Public Service | Large Lodging | Large Miscellaneous/Other | Large Office | Large Restaurant | Large Retail | Large Warehouse
10
End Use
[12 empty] | End Use | Appliances | Cooking | Cooling | Exterior Lighting | Interior Lighting | Other | Plug Loads | Refrigeration | Space Heating | Ventilation | Water Heating | Drives | Motors and VFDs | Compressed Air Systems | Process Cooling and Refrigeration | Process Heating | Total Electric | Total Gas
[12 empty] | Abbreviation | Appl | Cook | Cool | ExtL | IntL | Oth | Plug | Refr | Heat | Vent | HWat | Driv | Motr | CAS | PrC | PrH | TotE | TotG
KEY FOR MEASURE DATA ROWS
CALCULATED FIELD
ENTER MANUALLY OR FORMULAICALLY FROM CALCULATIONS SECTION
MEASURE DATA
SOURCES
| GENERAL ('Measures' Sheet) INPUTS | 1 | 2 | 3 | 4 | 5 | 6 | 7 | 8 | 9 | 10 | 1 | 2 | 3 | 4 | 5 | 6 | 7 | 8 | 9 | 10
1 | Measure Name | 1: CI Water Cooler_CI, E - Plug (MD); SOURCES 1: CI Water Cooler_CI, E - Plug (MD)
2 | Measure Long Name | 1: ENERGY STAR Water Cooler; SOURCES 1: -
3 | Parent Measure Name | 1: CI Water Cooler_CI, E - Plug (MD); SOURCES 1: -
4 | Parent Measure Long Name | 1: ENERGY STAR Water Cooler; SOURCES 1: -
5 | Sector | 1: C&I; SOURCES 1: -
6 | Description | 1: Water coolers are a home appliance that offer consumers the ability to enjoy hot and/or cold water on demand. This measure is the characterization of the purchasing and use of an ENERGY STAR certified water cooler in place of a conventional water cooler; SOURCES 1: -
7 | Life | 1: 10; SOURCES 1: -
8 | Exist. Life | bar: SOURCES 1
9 | Primary Fuel | bar: 1 to SOURCES 1
10 | Secondary Fuel | bar: SOURCES 1
11 | Primary Fuel End Use | 1: Plug Loads; SOURCES 1: -
12 | Secondary Fuel End Use | bar: SOURCES 1
13 | Elec Load Shape | bar: SOURCES 1
14 | Fuel Switch (Y/N) | bar: SOURCES 1
15 | Waste Heat Adjust. (Y/N) | bar: SOURCES 1
16 | Depends On | bar: SOURCES 1
17 | Links With | bar: SOURCES 1
18 | Mutual Exclusivity | bar: SOURCES 1
19 | bar: SOURCES 1
20 | GENERAL ('MeasChars' Sheet) INPUTS | 1: ENERGY STAR Water Cooler; SOURCES 1: -
21 | Mkt (MD or RET) | bar: 1 to SOURCES 1
22 | Target Markets (NC, RENO, REPL, RET) | 1: #REF!; SOURCES 1: -
23 | Baseline Description | 1: Standard cooler non ENERGY STAR; SOURCES 1: -
24 | Efficient Description | 1: ENRGY STAR Water Cooler; SOURCES 1: -
25 | Start Year | 1: #REF!; SOURCES 1: -
26 | End Year | 1: #REF!; SOURCES 1: -
27 | Building type assumed for characterization | 1: Small Office; SOURCES 1: -
28 | Units for Costs & Savings Values | bar: SOURCES 1
29 | Efficient kW ¦ MMBtu | bar: SOURCES 1
30 | Baseline kW ¦ MMBtu | bar: SOURCES 1
31 | Full Load Hours | bar: SOURCES 1
32 | kWh ¦ MMBtu Annual Savings | 1: 188.0967; SOURCES 1: -
33 | % Savings (primary fuel) | 1: 62.47%; SOURCES 1: 3; SOURCES 2: 3; SOURCES 3: 25; SOURCES 4: 25
34 | Efficient Equip Cost | bar: SOURCES 1
35 | Baseline Equip Cost | bar: SOURCES 1
36 | Incremental Cost | 1: 60; SOURCES 1: -
37 | Incremental Cost per kWh ¦ MMBtu Saved | 1: 0.45577; SOURCES 1: 12; SOURCES 2: 12; SOURCES 3: 12; SOURCES 4: 12
38 | bar: SOURCES 1
39 | SECONDARY END-USE FUEL IMPACTS (MMBtu/kWh), OR Elec Impacts (kWh/MMBtu) | 1: ENERGY STAR Water Cooler; SOURCES 1: -
40 | Fossil Fuel (or Elec) Savings - increased use is negative (MMBtu/yr ¦ kWh/yr) | bar: SOURCES 1
41 | Annual Fossil Fuel (or Elec) Savings per Elec (or FF) Savings - increased is negative (MMBtu/kWh ¦ kWh/MMBtu saved) | bar: SOURCES 1
42 | bar: SOURCES 1
43 | EARLY-RETIREMENT RETROFIT MEASURE INPUTS | bar: SOURCES 1
44 | Baseline Equip. Life | bar: SOURCES 1
45 | Baseline Equip. Age | bar: SOURCES 1
46 | Baseline Cost | bar: SOURCES 1
47 | Baseline Cost per kWh ¦ MMBtu saved | bar: SOURCES 1
48 | Baseline shift savings factor (for RET) | bar: SOURCES 1
49 | bar: SOURCES 1
50 | O&M INPUTS | bar: SOURCES 1
51 | Efficient Component 1 (description) | bar: SOURCES 1
52 | Eff Component 1 Life (years) | bar: SOURCES 1
53 | Eff Component 1 Replacement Cost | bar: SOURCES 1
54 | Eff Component 1 Replacement Cost per kWh ¦ MMBtu saved | bar: SOURCES 1
55 | Efficient Component 2 (description) | bar: SOURCES 1
56 | Eff Component 2 Life (years) | bar: SOURCES 1
57 | Eff Component 2 Replacement Cost | bar: SOURCES 1
58 | Eff Component 2 Replacement Cost per kWh ¦ MMBtu saved | bar: SOURCES 1
59 | Baseline Component 1 (description) | bar: SOURCES 1
60 | Baseline Component 1 Life (years) | bar: SOURCES 1
61 | Baseline Component 1 Replacement Cost | bar: SOURCES 1
62 | Baseline Component 1 Replacement Cost per kWh ¦ MMBtu saved | bar: SOURCES 1
63 | Baseline Component 2 (description) | bar: SOURCES 1
64 | Baseline Component 2 Life (years) | bar: SOURCES 1
65 | Baseline Component 2 Replacement Cost | bar: SOURCES 1
66 | Baseline Component 2 Replacement Cost per kWh ¦ MMBtu saved | bar: SOURCES 1
67 | O&M Annual Levelized Cost ($/kWh ¦ $/MMBtu) | bar: SOURCES 1
68 | bar: SOURCES 1
69 | Water INPUTS | bar: SOURCES 1
70 | Water (gal/yr) | bar: SOURCES 1
71 | Water [gal/yr per kWh ¦ MMBtu saved] | bar: SOURCES 1
ΔkWh = (kWhbase – kWhee) * Days
CALCULATIONS
| Inputs | 1: Values; 2: Source; 3: Description
| kWhbase | 1: 0.0315; 2: IL TRM V12 pg. 60; 3: Standby power consumption of connected electronics on weekday off-hours
| kWhee | 1: 0.00617; 2: IL TRM V12 pg. 60; 3: Standby power consumption of connected electronics on weekend off-hours
| Days | 1: 365; 2: IL TRM V12 pg. 60; 3: total hours during the work week (Monday 7:30 AM to Friday 5:30 PM)
| CF | 1: 1; 2: IL TRM V12 pg. 60
| Measure life | 1: 10; 2: IL TRM V12 pg. 60
Submeasure aggregation
| Class | 1: kWhbase; 2: kWhee; 3: delkWh; 4: Peak kW; 5: % Savings; 6: Incremental Cost; 7: Incremental Cost/kWh; 8: Weighting
| Hot and cold - storage | 1: 0.875; 2: 0.689; 3: 67.89; 4: 0.186; 5: 0.21257; 6: 60; 7: 0.88378; 8: 0.33333
| Hot and cold - on demand | 1: 0.811; 2: 0.138; 3: 245.645; 4: 0.673; 5: 0.82984; 6: 60; 7: 0.24425; 8: 0.33333
| Cold water | 1: 0.826; 2: 0.139; 3: 250.755; 4: 0.687; 5: 0.83172; 6: 60; 7: 0.23928; 8: 0.33333
|  |  |  | 188.0967 | 0.51533 | 0.62471 | 60 | 0.45577
Note on E118: [Threaded comment] Your version of Excel allows you to read this threaded comment; however, any edits to it will get removed if the file is opened in a newer version of Excel. Learn more: https://go.microsoft.com/fwlink/?linkid=870924 Comment: Will assume to be 1 for now. PR level details needed

## CI Power Strip
| MEASURE GROUP DEFINITION |  |  |  | REGION | #REF!
| INPUT CELLS | CALCULATED CELLS
| MEASURE NAME | [10 empty] | TAB NAMING LOOKUPS (DEFINED BY OVERALL PROJECT, NOT SPECIFIC MEASURE)
| Short Name (Same as Tab Name!) | Long Name | Sector (full name) | Life | Life Source | [6 empty] | Fuel Type
| CI Power Strip | Advanced Power Strip – Tier 1 Commercial | C&I | 7 | IL TRM V12 | [6 empty] | Fuel | Electric | Gas | Oil | Propane
[12 empty] | Abbreviation | E | G | O | P
| TAB BREAKOUT |  |  |  |  | [PULL FORMULA DOWN] | [PULL FORMULA DOWN]
# | Primary Fuel | Secondary Fuel (blank OK) | End Use | Market (RET or MD) | Custom Field (blank OK) | Fuel Abbreviations | End Use Abbr. | UNIQUE MEASURE NAME | Long Name |  |  | Sector
1 | Electric |  | Plug Loads | RET | Tier 1 | E | Plug | CI Power Strip_CI, E - Plug [Tier 1] (RET) | Advanced Power Strip – Tier 1 Commercial |  |  | Sector | Residential | C&I
2 | [11 empty] | Abbreviation | Res | CI
3
4 | [11 empty] | Market
5 | [11 empty] | Market | Retrofit | Market-Driven
6 | [11 empty] | Abbreviation | RET | MD
7
8 | [11 empty] | Building Types
9 | [11 empty] | Building Types | Single Family | Multifamily | LI Single Family | LI Multifamily | Small Education - College/University | Small Education - Other | Small Grocery | Small Health - Hospital | Small Health - Other | Small Industrial Manufacturing | Small Institutional/Public Service | Small Lodging | Small Miscellaneous/Other | Small Office | Small Restaurant | Small Retail | Small Warehouse | Large Education - College/University | Large Education - Other | Large Grocery | Large Health - Hospital | Large Health - Other | Large Industrial Manufacturing | Large Institutional/Public Service | Large Lodging | Large Miscellaneous/Other | Large Office | Large Restaurant | Large Retail | Large Warehouse
10
End Use
[12 empty] | End Use | Appliances | Cooking | Cooling | Exterior Lighting | Interior Lighting | Other | Plug Loads | Refrigeration | Space Heating | Ventilation | Water Heating | Drives | Motors and VFDs | Compressed Air Systems | Process Cooling and Refrigeration | Process Heating | Total Electric | Total Gas
[12 empty] | Abbreviation | Appl | Cook | Cool | ExtL | IntL | Oth | Plug | Refr | Heat | Vent | HWat | Driv | Motr | CAS | PrC | PrH | TotE | TotG
KEY FOR MEASURE DATA ROWS
CALCULATED FIELD
ENTER MANUALLY OR FORMULAICALLY FROM CALCULATIONS SECTION
MEASURE DATA
SOURCES
| GENERAL ('Measures' Sheet) INPUTS | 1 | 2 | 3 | 4 | 5 | 6 | 7 | 8 | 9 | 10 | 1 | 2 | 3 | 4 | 5 | 6 | 7 | 8 | 9 | 10
1 | Measure Name | 1: CI Power Strip_CI, E - Plug [Tier 1] (RET); SOURCES 1: CI Power Strip_CI, E - Plug [Tier 1] (RET)
2 | Measure Long Name | 1: Advanced Power Strip – Tier 1 Commercial; SOURCES 1: -
3 | Parent Measure Name | 1: CI Power Strip_CI, E - Plug [Tier 1] (RET); SOURCES 1: -
4 | Parent Measure Long Name | 1: Advanced Power Strip – Tier 1 Commercial; SOURCES 1: -
5 | Sector | 1: C&I; SOURCES 1: -
6 | Description | 1: Tier 1 Advanced Power Strips are multi-plug power strips with the ability to automatically disconnect specific connected loads depending upon the power draw of a control load, also plugged into the strip. Power is disconnected from the switched (controlled) outlets when the control load power draw is reduced below a certain adjustable threshold, thus turning off the appliances plugged into the switched outlets. By disconnecting, the standby load of the controlled devices, the overall load of a centralized group of equipment (e.g. a desk workstation) can be reduced.; SOURCES 1: -
7 | Life | 1: 7; SOURCES 1: -
8 | Exist. Life | bar: SOURCES 1
9 | Primary Fuel | bar: 1 to SOURCES 1
10 | Secondary Fuel | bar: SOURCES 1
11 | Primary Fuel End Use | 1: Plug Loads; SOURCES 1: -
12 | Secondary Fuel End Use | bar: SOURCES 1
13 | Elec Load Shape | bar: SOURCES 1
14 | Fuel Switch (Y/N) | bar: SOURCES 1
15 | Waste Heat Adjust. (Y/N) | bar: SOURCES 1
16 | Depends On | bar: SOURCES 1
17 | Links With | bar: SOURCES 1
18 | Mutual Exclusivity | bar: SOURCES 1
19 | bar: SOURCES 1
20 | GENERAL ('MeasChars' Sheet) INPUTS | 1: Advanced Power Strip – Tier 1 Commercial; SOURCES 1: -
21 | Mkt (MD or RET) | 1: RET; SOURCES 1: -
22 | Target Markets (NC, RENO, REPL, RET) | 1: #REF!; SOURCES 1: -
23 | Baseline Description | 1: Standard Power Strip with no controls; SOURCES 1: -
24 | Efficient Description | 1: Tier 1 Power Strip; SOURCES 1: -
25 | Start Year | 1: #REF!; SOURCES 1: -
26 | End Year | 1: #REF!; SOURCES 1: -
27 | Building type assumed for characterization | 1: Small Office; SOURCES 1: -
28 | Units for Costs & Savings Values | bar: SOURCES 1
29 | Efficient kW ¦ MMBtu | bar: SOURCES 1
30 | Baseline kW ¦ MMBtu | bar: SOURCES 1
31 | Full Load Hours | bar: SOURCES 1
32 | kWh ¦ MMBtu Annual Savings | 1: 112.0494; SOURCES 1: -
33 | % Savings (primary fuel) | 1: 57.68%; SOURCES 1: 3; SOURCES 2: 3; SOURCES 3: 25; SOURCES 4: 25
34 | Efficient Equip Cost | 1: 30; SOURCES 1: -
35 | Baseline Equip Cost | 1: 20; SOURCES 1: -
36 | Incremental Cost | 1: 30; SOURCES 1: -
37 | Incremental Cost per kWh ¦ MMBtu Saved | 1: 0.26774; SOURCES 1: 12; SOURCES 2: 12; SOURCES 3: 12; SOURCES 4: 12
38 | bar: SOURCES 1
39 | SECONDARY END-USE FUEL IMPACTS (MMBtu/kWh), OR Elec Impacts (kWh/MMBtu) | 1: Advanced Power Strip – Tier 1 Commercial; SOURCES 1: -
40 | Fossil Fuel (or Elec) Savings - increased use is negative (MMBtu/yr ¦ kWh/yr) | bar: SOURCES 1
41 | Annual Fossil Fuel (or Elec) Savings per Elec (or FF) Savings - increased is negative (MMBtu/kWh ¦ kWh/MMBtu saved) | bar: SOURCES 1
42 | bar: SOURCES 1
43 | EARLY-RETIREMENT RETROFIT MEASURE INPUTS | bar: SOURCES 1
44 | Baseline Equip. Life | bar: SOURCES 1
45 | Baseline Equip. Age | bar: SOURCES 1
46 | Baseline Cost | bar: SOURCES 1
47 | Baseline Cost per kWh ¦ MMBtu saved | bar: SOURCES 1
48 | Baseline shift savings factor (for RET) | bar: SOURCES 1
49 | bar: SOURCES 1
50 | O&M INPUTS | bar: SOURCES 1
51 | Efficient Component 1 (description) | bar: SOURCES 1
52 | Eff Component 1 Life (years) | bar: SOURCES 1
53 | Eff Component 1 Replacement Cost | bar: SOURCES 1
54 | Eff Component 1 Replacement Cost per kWh ¦ MMBtu saved | bar: SOURCES 1
55 | Efficient Component 2 (description) | bar: SOURCES 1
56 | Eff Component 2 Life (years) | bar: SOURCES 1
57 | Eff Component 2 Replacement Cost | bar: SOURCES 1
58 | Eff Component 2 Replacement Cost per kWh ¦ MMBtu saved | bar: SOURCES 1
59 | Baseline Component 1 (description) | bar: SOURCES 1
60 | Baseline Component 1 Life (years) | bar: SOURCES 1
61 | Baseline Component 1 Replacement Cost | bar: SOURCES 1
62 | Baseline Component 1 Replacement Cost per kWh ¦ MMBtu saved | bar: SOURCES 1
63 | Baseline Component 2 (description) | bar: SOURCES 1
64 | Baseline Component 2 Life (years) | bar: SOURCES 1
65 | Baseline Component 2 Replacement Cost | bar: SOURCES 1
66 | Baseline Component 2 Replacement Cost per kWh ¦ MMBtu saved | bar: SOURCES 1
67 | O&M Annual Levelized Cost ($/kWh ¦ $/MMBtu) | bar: SOURCES 1
68 | bar: SOURCES 1
69 | Water INPUTS | bar: SOURCES 1
70 | Water (gal/yr) | bar: SOURCES 1
71 | Water [gal/yr per kWh ¦ MMBtu saved] | bar: SOURCES 1
ΔkWh = ((kWwkday * (hrswkday - hrswkday-open)) + (kWwkend * (hrswkend - hrswkend-open))) * weeks/year * ISR
CALCULATIONS
| Inputs | 1: Values; 2: Source; 3: Description
| kWwkday | 1: 0.0315; 2: IL TRM V12 pg. 907-909; 3: Standby power consumption of connected electronics on weekday off-hours
| kWwkend | 1: 0.00617; 2: IL TRM V12 pg. 907-909; 3: Standby power consumption of connected electronics on weekend off-hours
| hrswkday | 1: 106; 2: IL TRM V12 pg. 907-909; 3: total hours during the work week (Monday 7:30 AM to Friday 5:30 PM)
| hrswkend | 1: 62; 2: IL TRM V12 pg. 907-909; 3: total hours during the weekend (Friday 5:30 PM to Monday 7:30 AM)
| hrswkdayopen | 1: 50; 2: IL TRM V12 pg. 907-909; 3: hours the office is open during the work week
| hrswkendopen | 1: 0; 2: IL TRM V12 pg. 907-909; 3: hours the office is open during the weekend
| weeksperyear | 1: 52.2; 2: IL TRM V12 pg. 907-909; 3: number of weeks per year
| ISR | 1: 1; 2: IL TRM V12 pg. 907-909; 3: In Service Rate
| Incremental Cost | 1: 10; 2: IL TRM V12 pg. 907-909
| EUL | 1: 7; 2: IL TRM V12 pg. 907-909
Submeasure aggregation
| Class | 1: delkWh; 2: Peak kW; 3: % Savings; 4: Incremental Cost; 5: Incremental Cost/kWh; 6: Weighting
| Power Strip | 1: 112.0494; 3: 0.57679; 5: 0.089246
Note on E118: [Threaded comment] Your version of Excel allows you to read this threaded comment; however, any edits to it will get removed if the file is opened in a newer version of Excel. Learn more: https://go.microsoft.com/fwlink/?linkid=870924 Comment: Will assume to be 1 for now. PR level details needed

## CI Tier 2 Power Strip
| MEASURE GROUP DEFINITION |  |  |  | REGION | #REF!
| INPUT CELLS | CALCULATED CELLS
| MEASURE NAME | [10 empty] | TAB NAMING LOOKUPS (DEFINED BY OVERALL PROJECT, NOT SPECIFIC MEASURE)
| Short Name (Same as Tab Name!) | Long Name | Sector (full name) | Life | Life Source | [6 empty] | Fuel Type
| CI Tier 2 Power Strip | Advanced Tier 2 Power Strips | Residential | 7 | 2 | [6 empty] | Fuel | Electric | Gas | Oil | Propane
[12 empty] | Abbreviation | E | G | O | P
| TAB BREAKOUT |  |  |  |  | [PULL FORMULA DOWN] | [PULL FORMULA DOWN]
# | Primary Fuel | Secondary Fuel (blank OK) | End Use | Market (RET or MD) | Custom Field (blank OK) | Fuel Abbreviations | End Use Abbr. | UNIQUE MEASURE NAME | Long Name |  |  | Sector
1 | Electric |  | Plug Loads | RET |  | E | Plug | CI Tier 2 Power Strip_Res, E - Plug (RET) | Advanced Tier 2 Power Strips |  |  | Sector | Residential | C&I
2 | [11 empty] | Abbreviation | Res | CI
3
4 | [11 empty] | Market
5 | [11 empty] | Market | Retrofit | Market-Driven
6 | [11 empty] | Abbreviation | RET | MD
7
8 | [11 empty] | Building Types
9 | [11 empty] | Building Types | Single Family | Multifamily | LI Single Family | LI Multifamily | Small Education - College/University | Small Education - Other | Small Grocery | Small Health - Hospital | Small Health - Other | Small Industrial Manufacturing | Small Institutional/Public Service | Small Lodging | Small Miscellaneous/Other | Small Office | Small Restaurant | Small Retail | Small Warehouse | Large Education - College/University | Large Education - Other | Large Grocery | Large Health - Hospital | Large Health - Other | Large Industrial Manufacturing | Large Institutional/Public Service | Large Lodging | Large Miscellaneous/Other | Large Office | Large Restaurant | Large Retail | Large Warehouse
10
End Use
[12 empty] | End Use | Appliances | Cooking | Cooling | Exterior Lighting | Interior Lighting | Other | Plug Loads | Refrigeration | Space Heating | Ventilation | Water Heating | Drives | Motors and VFDs | Compressed Air Systems | Process Cooling and Refrigeration | Process Heating | Total Electric | Total Gas
[12 empty] | Abbreviation | Appl | Cook | Cool | ExtL | IntL | Oth | Plug | Refr | Heat | Vent | HWat | Driv | Motr | CAS | PrC | PrH | TotE | TotG
KEY FOR MEASURE DATA ROWS
CALCULATED FIELD
ENTER MANUALLY OR FORMULAICALLY FROM CALCULATIONS SECTION
MEASURE DATA
SOURCES
| GENERAL ('Measures' Sheet) INPUTS | 1 | 2 | 3 | 4 | 5 | 6 | 7 | 8 | 9 | 10 | 1 | 2 | 3 | 4 | 5 | 6 | 7 | 8 | 9 | 10
1 | Measure Name | 1: CI Tier 2 Power Strip_Res, E - Plug (RET); SOURCES 1: CI Tier 2 Power Strip_Res, E - Plug (RET)
2 | Measure Long Name | 1: Advanced Tier 2 Power Strips; SOURCES 1: -
3 | Parent Measure Name | 1: CI Tier 2 Power Strip_Res, E - Plug (RET); SOURCES 1: -
4 | Parent Measure Long Name | 1: Advanced Tier 2 Power Strips; SOURCES 1: -
5 | Sector | 1: Residential; SOURCES 1: -
6 | Description | 1: Advanced power strips are power strips that contain a number of controlled sockets and at least one uncontrolled socket. When the appliance that is plugged into the uncontrolled socket is turned off, the power strips shuts off the appliances that are plugged into the controlled sockets. These have recently been renamed Tier 1 power strips. Tier 2 power strips expand on this functionality by using algorithms to monitor the power of all controlled devices, whereas Tier 1 power strips only monitor the master device and turns off peripheral devices accordingly. Tier 2 power strips use infrared (IR) sensing and Root Mean Squared (RMS) power sensing to detect energy consumption from connected devices; tier 1 power strips only use current sensing. After 1 hour of inactivity, energy savings are delivered by turning off power to inactive devices.; SOURCES 1: -
7 | Life | 1: 7; SOURCES 1: -
8 | Exist. Life | bar: SOURCES 1
9 | Primary Fuel | bar: 1 to SOURCES 1
10 | Secondary Fuel | bar: SOURCES 1
11 | Primary Fuel End Use | 1: Plug Loads; SOURCES 1: -
12 | Secondary Fuel End Use | bar: SOURCES 1
13 | Elec Load Shape | bar: SOURCES 1
14 | Fuel Switch (Y/N) | bar: SOURCES 1
15 | Waste Heat Adjust. (Y/N) | bar: SOURCES 1
16 | Depends On | bar: SOURCES 1
17 | Links With | bar: SOURCES 1
18 | Mutual Exclusivity | bar: SOURCES 1
19 | bar: SOURCES 1
20 | GENERAL ('MeasChars' Sheet) INPUTS | 1: Advanced Tier 2 Power Strips; SOURCES 1: -
21 | Mkt (MD or RET) | 1: RET; SOURCES 1: -
22 | Target Markets (NC, RENO, REPL, RET) | 1: #REF!; SOURCES 1: -
23 | Baseline Description | 1: Audio-visual home entertainment systems connected to wall outlet or standard power strip.; SOURCES 1: -
24 | Efficient Description | 1: Audio-visual home entertainment systems connected to advanced teir 2 power strip.; SOURCES 1: -
25 | Start Year | 1: #REF!; SOURCES 1: -
26 | End Year | 1: #REF!; SOURCES 1: -
27 | Building type assumed for characterization | 1: Single Family; SOURCES 1: -
28 | Units for Costs & Savings Values | bar: SOURCES 1
29 | Efficient kW ¦ MMBtu | bar: SOURCES 1
30 | Baseline kW ¦ MMBtu | bar: SOURCES 1
31 | Full Load Hours | bar: SOURCES 1
32 | kWh ¦ MMBtu Annual Savings | 1: 116.3835; SOURCES 1: -
33 | % Savings (primary fuel) | 1: 0.24975; SOURCES 1: 2
34 | Efficient Equip Cost | bar: SOURCES 1
35 | Baseline Equip Cost | 1: 20; SOURCES 1: -
36 | Incremental Cost | 1: 0; SOURCES 1: -
37 | Incremental Cost per kWh ¦ MMBtu Saved | 1: 0; SOURCES 1: 4
38 | bar: SOURCES 1
39 | SECONDARY END-USE FUEL IMPACTS (MMBtu/kWh), OR Elec Impacts (kWh/MMBtu) | 1: Advanced Tier 2 Power Strips; SOURCES 1: -
40 | Fossil Fuel (or Elec) Savings - increased use is negative (MMBtu/yr ¦ kWh/yr) | bar: SOURCES 1
41 | Annual Fossil Fuel (or Elec) Savings per Elec (or FF) Savings - increased is negative (MMBtu/kWh ¦ kWh/MMBtu saved) | bar: SOURCES 1
42 | bar: SOURCES 1
43 | EARLY-RETIREMENT RETROFIT MEASURE INPUTS | bar: SOURCES 1
44 | Baseline Equip. Life | 1: 7; SOURCES 1: -
45 | Baseline Equip. Age | 1: 4.6667; SOURCES 1: -
46 | Baseline Cost | 1: 20; SOURCES 1: -
47 | Baseline Cost per kWh ¦ MMBtu saved | 1: 0.17185; SOURCES 1: -
48 | Baseline shift savings factor (for RET) | bar: SOURCES 1
49 | bar: SOURCES 1
50 | O&M INPUTS | bar: SOURCES 1
51 | Efficient Component 1 (description) | bar: SOURCES 1
52 | Eff Component 1 Life (years) | bar: SOURCES 1
53 | Eff Component 1 Replacement Cost | bar: SOURCES 1
54 | Eff Component 1 Replacement Cost per kWh ¦ MMBtu saved | bar: SOURCES 1
55 | Efficient Component 2 (description) | bar: SOURCES 1
56 | Eff Component 2 Life (years) | bar: SOURCES 1
57 | Eff Component 2 Replacement Cost | bar: SOURCES 1
58 | Eff Component 2 Replacement Cost per kWh ¦ MMBtu saved | bar: SOURCES 1
59 | Baseline Component 1 (description) | bar: SOURCES 1
60 | Baseline Component 1 Life (years) | bar: SOURCES 1
61 | Baseline Component 1 Replacement Cost | bar: SOURCES 1
62 | Baseline Component 1 Replacement Cost per kWh ¦ MMBtu saved | bar: SOURCES 1
63 | Baseline Component 2 (description) | bar: SOURCES 1
64 | Baseline Component 2 Life (years) | bar: SOURCES 1
65 | Baseline Component 2 Replacement Cost | bar: SOURCES 1
66 | Baseline Component 2 Replacement Cost per kWh ¦ MMBtu saved | bar: SOURCES 1
67 | O&M Annual Levelized Cost ($/kWh ¦ $/MMBtu) | bar: SOURCES 1
68 | bar: SOURCES 1
69 | Water INPUTS | bar: SOURCES 1
70 | Water (gal/yr) | bar: SOURCES 1
71 | Water [gal/yr per kWh ¦ MMBtu saved] | bar: SOURCES 1
CALCULATIONS
ALGORITHMS
Delta kWh = ERP * BaselineEnergyAV * ISR
Delta kW Peak = delkWh / Hours * CF
| INPUTS/VARIABLES | 1: VALUE; 2: SOURCE; 3: DESCRIPTION
| BaselineEnergyAV | 1: 466; 2: IL TRM V12, pg. 92-95; 3: BaselineEnergy AV
| ERP | 1: Table; 2: IL TRM V12, pg. 92-95; 3: Energy Reduction Percentage of qualifying Tier2 AV APS product range as provided below. Savings are based upon independent field trials of two product manufacturers and the savings differences are assumed to relate to the product classifications provided below. Additional evaluation will be reviewed in future cycles to confirm if additional classification categories are appropriate
| ISR | 1: Table; 2: IL TRM V12, pg. 92-95; 3: In-Service Rate
| Hours | 1: 4380; 2: IL TRM V12, pg. 92-95; 3: Annual number of hours during which the APS provides savings
| Lifetime | 1: 7; 2: IL TRM V12, pg. 92-95; 3: Measure life of power strip
| Incremental Cost | 2: IL TRM V12, pg. 92-95
| CF | 1: 0.8; 2: IL TRM V12, pg. 92-95
| Product Type | 1: ERP; 2: ISR; 3: Incremental Cost
| Infrared Only | 1: 40%; 2: 73%; 3: Actuals
| Infrared and Occupancy Sensor | 1: 25%; 2: 83%; 3: Actuals
SUBMEASURE AGGREGATION
| Product Type | 1: Delta kWh; 2: Peak kW; 3: % Savings; 4: Incremental Cost/kWh; 5: Weighting
| Infrared Only | 1: 136.072; 2: 0.024853; 3: 29.2%; 4: 0; 5: 50%
| Infrared and Occupancy Sensor | 1: 96.695; 2: 0.017661; 3: 20.75%; 4: 0; 5: 50%
| WEIGHTED AVERAGE | 1: 116.3835; 2: 0.021257; 3: 24.97%; 4: 0
Note on C116: [Threaded comment] Your version of Excel allows you to read this threaded comment; however, any edits to it will get removed if the file is opened in a newer version of Excel. Learn more: https://go.microsoft.com/fwlink/?linkid=870924 Comment: Region agnostic source? This is estimate based on assumption that approximately half of savings are during active hours (supported by AESC study) (assumed to be 5.3 hrs/day, 1936 per year (NYSERDA 2011. “Advanced Power Strip Research Report”)) and half during standby hours (8760-1936 = 6824 hours). The weighted average is 4380.
Note on C119: [Threaded comment] Your version of Excel allows you to read this threaded comment; however, any edits to it will get removed if the file is opened in a newer version of Excel. Learn more: https://go.microsoft.com/fwlink/?linkid=870924 Comment: Region agnostic number, IL TRM source: In the absence of empirical evaluation data, this was based on assumptions of the typical run pattern for televisions and computers in homes.
Note on E123: [Threaded comment] Your version of Excel allows you to read this threaded comment; however, any edits to it will get removed if the file is opened in a newer version of Excel. Learn more: https://go.microsoft.com/fwlink/?linkid=870924 Comment: Needs market evaluation

## CI Add Doors to Open Display
| MEASURE GROUP DEFINITION |  |  |  | REGION | #REF!
| INPUT CELLS | CALCULATED CELLS
| MEASURE NAME | [10 empty] | TAB NAMING LOOKUPS (DEFINED BY OVERALL PROJECT, NOT SPECIFIC MEASURE)
| Short Name (Same as Tab Name!) | Long Name | Sector (full name) | Life | Life Source | [6 empty] | Fuel Type
| CI Add Doors to Open Display | Add Doors to Open Refrigerator Display Cases | C&I | 5 | 3 | [6 empty] | Fuel | Electric | Gas | Oil | Propane
[12 empty] | Abbreviation | E | G | O | P
| TAB BREAKOUT |  |  |  |  | [PULL FORMULA DOWN] | [PULL FORMULA DOWN]
# | Primary Fuel | Secondary Fuel (blank OK) | End Use | Market (RET or MD) | Custom Field (blank OK) | Fuel Abbreviations | End Use Abbr. | UNIQUE MEASURE NAME | Long Name |  |  | Sector
1 | Electric |  | Refrigeration | RET |  | E | Refr | CI Add Doors to Open Display _CI, E - Refr (RET) | Add Doors to Open Refrigerator Display Cases |  |  | Sector | Residential | C&I
2 | [11 empty] | Abbreviation | Res | CI
3
4 | [11 empty] | Market
5 | [11 empty] | Market | Retrofit | Market-Driven
6 | [11 empty] | Abbreviation | RET | MD
7
8 | [11 empty] | Building Types
9 | [11 empty] | Building Types | Single Family | Multifamily | LI Single Family | LI Multifamily | Small Education - College/University | Small Education - Other | Small Grocery | Small Health - Hospital | Small Health - Other | Small Industrial Manufacturing | Small Institutional/Public Service | Small Lodging | Small Miscellaneous/Other | Small Office | Small Restaurant | Small Retail | Small Warehouse | Large Education - College/University | Large Education - Other | Large Grocery | Large Health - Hospital | Large Health - Other | Large Industrial Manufacturing | Large Institutional/Public Service | Large Lodging | Large Miscellaneous/Other | Large Office | Large Restaurant | Large Retail | Large Warehouse
10
End Use
[12 empty] | End Use | Appliances | Cooking | Cooling | Exterior Lighting | Interior Lighting | Other | Plug Loads | Refrigeration | Space Heating | Ventilation | Water Heating | Drives | Motors and VFDs | Compressed Air Systems | Process Cooling and Refrigeration | Process Heating | Total Electric | Total Gas
[12 empty] | Abbreviation | Appl | Cook | Cool | ExtL | IntL | Oth | Plug | Refr | Heat | Vent | HWat | Driv | Motr | CAS | PrC | PrH | TotE | TotG
KEY FOR MEASURE DATA ROWS
CALCULATED FIELD
ENTER MANUALLY OR FORMULAICALLY FROM CALCULATIONS SECTION
MEASURE DATA
SOURCES
| GENERAL ('Measures' Sheet) INPUTS | 1 | 2 | 3 | 4 | 5 | 6 | 7 | 8 | 9 | 10 | 1 | 2 | 3 | 4 | 5 | 6 | 7 | 8 | 9 | 10
1 | Measure Name | 1: CI Add Doors to Open Display _CI, E - Refr (RET); SOURCES 1: CI Add Doors to Open Display _CI, E - Refr (RET)
2 | Measure Long Name | 1: Add Doors to Open Refrigerator Display Cases; SOURCES 1: -
3 | Parent Measure Name | 1: CI Add Doors to Open Display _CI, E - Refr (RET); SOURCES 1: -
4 | Parent Measure Long Name | 1: Install Strip Curtains on walk-in coolers and freezers; SOURCES 1: -
5 | Sector | 1: C&I; SOURCES 1: -
6 | Description | 1: Adding vertical open display cases with new closed display cases with zero energy doors; SOURCES 1: -
7 | Life | 1: 5; SOURCES 1: -
8 | Exist. Life | bar: SOURCES 1
9 | Primary Fuel | bar: 1 to SOURCES 1
10 | Secondary Fuel | bar: SOURCES 1
11 | Primary Fuel End Use | 1: Refrigeration; SOURCES 1: -
12 | Secondary Fuel End Use | bar: SOURCES 1
13 | Elec Load Shape | bar: SOURCES 1
14 | Fuel Switch (Y/N) | bar: SOURCES 1
15 | Waste Heat Adjust. (Y/N) | bar: SOURCES 1
16 | Depends On | bar: SOURCES 1
17 | Links With | bar: SOURCES 1
18 | Mutual Exclusivity | bar: SOURCES 1
19 | bar: SOURCES 1
20 | GENERAL ('MeasChars' Sheet) INPUTS | 1: Add Doors to Open Refrigerator Display Cases; SOURCES 1: -
21 | Mkt (MD or RET) | 1: RET; SOURCES 1: -
22 | Target Markets (NC, RENO, REPL, RET) | 1: #REF!; SOURCES 1: -
23 | Baseline Description | 1: Open Refrigerated Vertical Display Case; SOURCES 1: -
24 | Efficient Description | 1: Doored Refrigerated Vertical Display Case with zero energy doors; SOURCES 1: -
25 | Start Year | 1: #REF!; SOURCES 1: -
26 | End Year | 1: #REF!; SOURCES 1: -
27 | Building type assumed for characterization | 1: Large Grocery; SOURCES 1: -
28 | Units for Costs & Savings Values | bar: SOURCES 1
29 | Efficient kW ¦ MMBtu | bar: SOURCES 1
30 | Baseline kW ¦ MMBtu | bar: SOURCES 1
31 | Full Load Hours | bar: SOURCES 1
32 | kWh ¦ MMBtu Annual Savings | 1: 7856.6691; SOURCES 1: -
33 | % Savings (primary fuel) | 1: 0%; SOURCES 1: 3
34 | Efficient Equip Cost | bar: SOURCES 1
35 | Baseline Equip Cost | bar: SOURCES 1
36 | Incremental Cost | 1: 5028; SOURCES 1: -
37 | Incremental Cost per kWh ¦ MMBtu Saved | 1: 0.6401; SOURCES 1: 22
38 | bar: SOURCES 1
39 | SECONDARY END-USE FUEL IMPACTS (MMBtu/kWh), OR Elec Impacts (kWh/MMBtu) | 1: Add Doors to Open Refrigerator Display Cases; SOURCES 1: -
40 | Fossil Fuel (or Elec) Savings - increased use is negative (MMBtu/yr ¦ kWh/yr) | bar: SOURCES 1
41 | Annual Fossil Fuel (or Elec) Savings per Elec (or FF) Savings - increased is negative (MMBtu/kWh ¦ kWh/MMBtu saved) | bar: SOURCES 1
42 | bar: SOURCES 1
43 | EARLY-RETIREMENT RETROFIT MEASURE INPUTS | bar: SOURCES 1
44 | Baseline Equip. Life | bar: SOURCES 1
45 | Baseline Equip. Age | bar: SOURCES 1
46 | Baseline Cost | bar: SOURCES 1
47 | Baseline Cost per kWh ¦ MMBtu saved | bar: SOURCES 1
48 | Baseline shift savings factor (for RET) | bar: SOURCES 1
49 | bar: SOURCES 1
50 | O&M INPUTS | bar: SOURCES 1
51 | Efficient Component 1 (description) | bar: SOURCES 1
52 | Eff Component 1 Life (years) | bar: SOURCES 1
53 | Eff Component 1 Replacement Cost | bar: SOURCES 1
54 | Eff Component 1 Replacement Cost per kWh ¦ MMBtu saved | bar: SOURCES 1
55 | Efficient Component 2 (description) | bar: SOURCES 1
56 | Eff Component 2 Life (years) | bar: SOURCES 1
57 | Eff Component 2 Replacement Cost | bar: SOURCES 1
58 | Eff Component 2 Replacement Cost per kWh ¦ MMBtu saved | bar: SOURCES 1
59 | Baseline Component 1 (description) | bar: SOURCES 1
60 | Baseline Component 1 Life (years) | bar: SOURCES 1
61 | Baseline Component 1 Replacement Cost | bar: SOURCES 1
62 | Baseline Component 1 Replacement Cost per kWh ¦ MMBtu saved | bar: SOURCES 1
63 | Baseline Component 2 (description) | bar: SOURCES 1
64 | Baseline Component 2 Life (years) | bar: SOURCES 1
65 | Baseline Component 2 Replacement Cost | bar: SOURCES 1
66 | Baseline Component 2 Replacement Cost per kWh ¦ MMBtu saved | bar: SOURCES 1
67 | O&M Annual Levelized Cost ($/kWh ¦ $/MMBtu) | bar: SOURCES 1
68 | bar: SOURCES 1
69 | Water INPUTS | bar: SOURCES 1
70 | Water (gal/yr) | bar: SOURCES 1
71 | Water [gal/yr per kWh ¦ MMBtu saved] | bar: SOURCES 1
∆kWh = ((ΔHG ∗ CL)/ (EER ∗ 1000) ∗ 8760) + (MMBtuHVAC Cool ∗ CL ∗ (1 / SEER) ∗ 1000) − kWhNight Covers − kWhAdded Lights
CALCULATIONS
Measure Description
| Input | 1: Value; 2: Source; 3: Description
| delHG | 1: Table; 2: IL TRM V12 pg. 835-839; 3: Heat Gain, the decreased load or the reduced heat gain on the open refrigerated display case with the installation of a door (Btu/hr-linear foot)
| Cl | 1: 12; 2: IL TRM V12 pg. 835-839; 3: Case Length, refrigerated case length in feet
| EER | 1: 11.36; 2: IL TRM V12 pg. 835-839; 3: Energy Efficiency Ratio; display case compressor efficiency (Btu/hr-watt)
| Mmbtuvertical | 1: Table; 2: IL TRM V12 pg. 835-839; 3: Total cooling load increase on the HVAC equipment per linear foot of display case
| Mmbtuhorizontal | 1: Table; 2: IL TRM V12 pg. 835-839; 3: Total cooling load increase on the HVAC equipment per linear foot of display case
| SEER | 1: 13; 2: IL TRM V12 pg. 835-839; 3: Seasonal Energy Efficiency Ratio; HVAC equipment operating efficiency (Btu/hr-watt)
| kWhnightcovers | 1: Table; 2: IL TRM V12 pg. 835-839; 3: Reduction in energy savings if existing display case utilizes night covers (kWh/linear-ft)
| kWhaddedlights | 1: 0; 2: IL TRM V12 pg. 835-839; 3: Reduction in energy savings if new lighting is added to the case (kWh/linear-ft)
| kWaddedlights | 1: 0; 2: IL TRM V12 pg. 835-839; 3: Reduction in demand savings if new lighting is added to the case (kW/linear-ft)
| Cfrefrigeration | 1: 0.964; 2: IL TRM V12 pg. 835-839; 3: Summer peak coincidence factor for the refrigerated display case
| Cfcool | 1: 0.913; 2: IL TRM V12 pg. 835-839; 3: Summer peak coincidence factor for the HVAC cooling system. This is the summer system peak coincidence factor for commercial dooling (during system peak hours)
| Measure life | 1: 5; 2: IL TRM V12 pg. 835-839
| Incremental cost | 1: 419; 2: IL TRM V12 pg. 835-839; 3: Doors without LED lighting; with lighting is $419
| Case Type | 1: delHG
| Vertical | 1: 1172
| Horizontal | 1: 202.3
| Zone | 1: Mmbtuvertical; 2: Mmbtuhorizontal; 3: Hourscool
| Rockford | 1: -2.632; 2: 0.454; 3: 2994
| Chicago | 1: -2.763; 2: -0.477; 3: 3143
| Springfield | 1: -3.284; 2: -0.567; 3: 3736
| Belleville | 1: -3.254; 2: -0.562; 3: 3702
| Marion | 1: -3.335; 2: -0.576; 3: 3794
| Average | 1: -3.0536; 2: -0.3456; 3: 3473.8
| Display Case Description | 1: Case Temperature Range; 2: kWhnightcovers/ft reduction; 3: delHG
| Vertical Open, Remote Condensing, Medium Temperature | 1: 35°F to 55°F; 2: 131; 3: 1172
| Vertical Open, Remote Condensing, Low Temperature | 1: 0°F to 30°F; 2: 296; 3: 1172
| Vertical Open, Self-Contained Medium Temperature | 1: 35°F to 55°F; 2: 252; 3: 1172
Submeasure aggregation
| Use case | 1: delkWh; 2: delkW; 3: % Savings; 4: Incremental Cost; 5: Incremental Cost/kWh; 6: Weighting
| Vertical Open, no Night Covers | 1: 8026.4191; 2: 0.38204; 5: 0.62643; 6: 0.25
| Vertical Open, Remote Condensing, Medium Temperature | 1: 7895.4191; 2: 0.38204; 5: 0.63682; 6: 0.25
| Vertical Open, Remote Condensing, Low Temperature | 1: 7730.4191; 2: 0.38204; 5: 0.65042; 6: 0.25
| Vertical Open, Self-Contained Medium Temperature | 1: 7774.4191; 2: 0.38204; 5: 0.64674; 6: 0.25
| WEIGHTED AVERAGE | 1: 7856.6691; 2: 0.38204; 3: 0; 4: 0; 5: 0.6401
Note on C113: [Threaded comment] Your version of Excel allows you to read this threaded comment; however, any edits to it will get removed if the file is opened in a newer version of Excel. Learn more: https://go.microsoft.com/fwlink/?linkid=870924 Comment: Random default chosen from IL TRM example measure.
Note on B115: [Threaded comment] Your version of Excel allows you to read this threaded comment; however, any edits to it will get removed if the file is opened in a newer version of Excel. Learn more: https://go.microsoft.com/fwlink/?linkid=870924 Comment: IL specific values, need to be adjusted for PR levels
Note on C119: [Threaded comment] Your version of Excel allows you to read this threaded comment; however, any edits to it will get removed if the file is opened in a newer version of Excel. Learn more: https://go.microsoft.com/fwlink/?linkid=870924 Comment: Assumption of new lighting being added. Value needs to be changed here.
Note on C121: [Threaded comment] Your version of Excel allows you to read this threaded comment; however, any edits to it will get removed if the file is opened in a newer version of Excel. Learn more: https://go.microsoft.com/fwlink/?linkid=870924 Comment: IL specific value, needs to be adjusted to PR levels
Note on D139: [Threaded comment] Your version of Excel allows you to read this threaded comment; however, any edits to it will get removed if the file is opened in a newer version of Excel. Learn more: https://go.microsoft.com/fwlink/?linkid=870924 Comment: Can be observed as region agnostic values

## CI Anti Sweat Control
| MEASURE GROUP DEFINITION |  |  |  | REGION | #REF!
| INPUT CELLS | CALCULATED CELLS
| MEASURE NAME | [10 empty] | TAB NAMING LOOKUPS (DEFINED BY OVERALL PROJECT, NOT SPECIFIC MEASURE)
| Short Name (Same as Tab Name!) | Long Name | Sector (full name) | Life | Life Source | [6 empty] | Fuel Type
| CI Anti Sweat Control | Anti-Sweat Heater Controls | C&I | 12 | NY TRM V11 | [6 empty] | Fuel | Electric | Gas | Oil | Propane
[12 empty] | Abbreviation | E | G | O | P
| TAB BREAKOUT |  |  |  |  | [PULL FORMULA DOWN] | [PULL FORMULA DOWN]
# | Primary Fuel | Secondary Fuel (blank OK) | End Use | Market (RET or MD) | Custom Field (blank OK) | Fuel Abbreviations | End Use Abbr. | UNIQUE MEASURE NAME | Long Name |  |  | Sector
1 | Electric |  | Refrigeration | RET |  | E | Refr | CI Anti Sweat Control_CI, E - Refr (RET) | Anti-Sweat Heater Controls |  |  | Sector | Residential | C&I
2 | [11 empty] | Abbreviation | Res | CI
3
4 | [11 empty] | Market
5 | [11 empty] | Market | Retrofit | Market-Driven
6 | [11 empty] | Abbreviation | RET | MD
7
8 | [11 empty] | Building Types
9 | [11 empty] | Building Types | Single Family | Multifamily | LI Single Family | LI Multifamily | Small Education - College/University | Small Education - Other | Small Grocery | Small Health - Hospital | Small Health - Other | Small Industrial Manufacturing | Small Institutional/Public Service | Small Lodging | Small Miscellaneous/Other | Small Office | Small Restaurant | Small Retail | Small Warehouse | Large Education - College/University | Large Education - Other | Large Grocery | Large Health - Hospital | Large Health - Other | Large Industrial Manufacturing | Large Institutional/Public Service | Large Lodging | Large Miscellaneous/Other | Large Office | Large Restaurant | Large Retail | Large Warehouse
10
End Use
[12 empty] | End Use | Appliances | Cooking | Cooling | Exterior Lighting | Interior Lighting | Other | Plug Loads | Refrigeration | Space Heating | Ventilation | Water Heating | Drives | Motors and VFDs | Compressed Air Systems | Process Cooling and Refrigeration | Process Heating | Total Electric | Total Gas
[12 empty] | Abbreviation | Appl | Cook | Cool | ExtL | IntL | Oth | Plug | Refr | Heat | Vent | HWat | Driv | Motr | CAS | PrC | PrH | TotE | TotG
KEY FOR MEASURE DATA ROWS
CALCULATED FIELD
ENTER MANUALLY OR FORMULAICALLY FROM CALCULATIONS SECTION
MEASURE DATA
SOURCES
| GENERAL ('Measures' Sheet) INPUTS | 1 | 2 | 3 | 4 | 5 | 6 | 7 | 8 | 9 | 10 | 1 | 2 | 3 | 4 | 5 | 6 | 7 | 8 | 9 | 10
1 | Measure Name | 1: CI Anti Sweat Control_CI, E - Refr (RET); SOURCES 1: CI Anti Sweat Control_CI, E - Refr (RET)
2 | Measure Long Name | 1: Anti-Sweat Heater Controls; SOURCES 1: -
3 | Parent Measure Name | 1: CI Anti Sweat Control_CI, E - Refr (RET); SOURCES 1: -
4 | Parent Measure Long Name | 1: Anti-Sweat Heater Controls; SOURCES 1: -
5 | Sector | 1: C&I; SOURCES 1: -
6 | Description | 1: This measure covers the installation of anti-condensation heater controls on glass door reach-in refrigerated cases.; SOURCES 1: -
7 | Life | 1: 12; SOURCES 1: -
8 | Exist. Life | bar: SOURCES 1
9 | Primary Fuel | bar: 1 to SOURCES 1
10 | Secondary Fuel | bar: 1 to SOURCES 1
11 | Primary Fuel End Use | 1: Refrigeration; SOURCES 1: -
12 | Secondary Fuel End Use | bar: SOURCES 1
13 | Elec Load Shape | bar: SOURCES 1
14 | Fuel Switch (Y/N) | bar: SOURCES 1
15 | Waste Heat Adjust. (Y/N) | bar: SOURCES 1
16 | Depends On | bar: SOURCES 1
17 | Links With | bar: SOURCES 1
18 | Mutual Exclusivity | bar: SOURCES 1
19 | bar: SOURCES 1
20 | GENERAL ('MeasChars' Sheet) INPUTS | 1: Anti-Sweat Heater Controls; SOURCES 1: -
21 | Mkt (MD or RET) | 1: RET; SOURCES 1: -
22 | Target Markets (NC, RENO, REPL, RET) | 1: #REF!; SOURCES 1: -
23 | Baseline Description | 1: The baseline condition is a glass door reach-in refrigerated case anti-condensation heaters without temperature/humidity sensing controls; SOURCES 1: -
24 | Efficient Description | 1: The compliance case is a glass door reach-in refrigerated case with on/off or pulse modulating anti-condensation heater controls installed.; SOURCES 1: -
25 | Start Year | 1: #REF!; SOURCES 1: -
26 | End Year | 1: #REF!; SOURCES 1: -
27 | Building type assumed for characterization | 1: Large Grocery; SOURCES 1: -
28 | Units for Costs & Savings Values | bar: SOURCES 1
29 | Efficient kW ¦ MMBtu | bar: SOURCES 1
30 | Baseline kW ¦ MMBtu | bar: SOURCES 1
31 | Full Load Hours | bar: SOURCES 1
32 | kWh ¦ MMBtu Annual Savings | 1: 1000.692; SOURCES 1: -
33 | % Savings (primary fuel) | 1: 60.12%; SOURCES 1: 8,12
34 | Efficient Equip Cost | bar: SOURCES 1
35 | Baseline Equip Cost | bar: SOURCES 1
36 | Incremental Cost | 1: 0; SOURCES 1: -
37 | Incremental Cost per kWh ¦ MMBtu Saved | 1: #VALUE!; SOURCES 1: 8
38 | bar: SOURCES 1
39 | SECONDARY END-USE FUEL IMPACTS (MMBtu/kWh), OR Elec Impacts (kWh/MMBtu) | 1: Anti-Sweat Heater Controls; SOURCES 1: -
40 | Fossil Fuel (or Elec) Savings - increased use is negative (MMBtu/yr ¦ kWh/yr) | 1: 0; SOURCES 1: -
41 | Annual Fossil Fuel (or Elec) Savings per Elec (or FF) Savings - increased is negative (MMBtu/kWh ¦ kWh/MMBtu saved) | 1: 0; SOURCES 1: -
42 | bar: SOURCES 1
43 | EARLY-RETIREMENT RETROFIT MEASURE INPUTS | bar: SOURCES 1
44 | Baseline Equip. Life | 1: 0; SOURCES 1: -
45 | Baseline Equip. Age | 1: 0; SOURCES 1: -
46 | Baseline Cost | bar: SOURCES 1
47 | Baseline Cost per kWh ¦ MMBtu saved | 1: 0; SOURCES 1: -
48 | Baseline shift savings factor (for RET) | 1: 0; SOURCES 1: -
49 | bar: SOURCES 1
50 | O&M INPUTS | bar: SOURCES 1
51 | Efficient Component 1 (description) | bar: SOURCES 1
52 | Eff Component 1 Life (years) | bar: SOURCES 1
53 | Eff Component 1 Replacement Cost | bar: SOURCES 1
54 | Eff Component 1 Replacement Cost per kWh ¦ MMBtu saved | bar: SOURCES 1
55 | Efficient Component 2 (description) | bar: SOURCES 1
56 | Eff Component 2 Life (years) | bar: SOURCES 1
57 | Eff Component 2 Replacement Cost | bar: SOURCES 1
58 | Eff Component 2 Replacement Cost per kWh ¦ MMBtu saved | bar: SOURCES 1
59 | Baseline Component 1 (description) | bar: SOURCES 1
60 | Baseline Component 1 Life (years) | bar: SOURCES 1
61 | Baseline Component 1 Replacement Cost | bar: SOURCES 1
62 | Baseline Component 1 Replacement Cost per kWh ¦ MMBtu saved | bar: SOURCES 1
63 | Baseline Component 2 (description) | bar: SOURCES 1
64 | Baseline Component 2 Life (years) | bar: SOURCES 1
65 | Baseline Component 2 Replacement Cost | bar: SOURCES 1
66 | Baseline Component 2 Replacement Cost per kWh ¦ MMBtu saved | bar: SOURCES 1
67 | O&M Annual Levelized Cost ($/kWh ¦ $/MMBtu) | bar: SOURCES 1
68 | bar: SOURCES 1
69 | Water INPUTS | bar: SOURCES 1
70 | Water (gal/yr) | 1: 0; SOURCES 1: -
71 | Water [gal/yr per kWh ¦ MMBtu saved] | 1: 0; SOURCES 1: -
∆𝑘𝑊ℎ = (𝑘𝑊𝐷𝐻 × ℎ𝑟𝑠𝑏𝑎𝑠𝑒𝑙𝑖𝑛𝑒) − (𝑘𝑊𝐷𝐻 × 𝐹𝑃𝐴 × ℎ𝑟𝑠𝑒𝑒)
CALCULATIONS
Measure Description
| Input | 1: Value; 2: Source; 3: Description
| kWdh | 1: 0.19; 2: NY TRM pg 1068
| hrsbase | 1: See table; 2: NY TRM pg 1068
| fpa | 1: See table; 2: NY TRM pg 1068
| hrsee | 1: See table; 2: NY TRM pg 1068
Incremental cost
| Measure life | 1: 12; 2: NY TRM pg 1068
Submeasure aggregation
| Use case | kWdh | hrsbase | fpa | hrsee | fhrs | DF | delkWh | delkW | % Savings | Incremental Cost | Incremental Cost/kWh | Weighting
| Cooler | 1: 0.19; 2: 8760; 3: 0.6; 4: 3760; 5: 0.74; 6: 0.75; 7: 1235.76; 8: 0.10545; 9: 74.25%; SOURCES 1: #VALUE!; SOURCES 2: 0.5
| Freezer | 1: 0.19; 2: 8760; 3: 0.54; 4: 8760; 5: 0.46; 6: 0.75; 7: 765.624; 8: 0.06555; 9: 46%; SOURCES 1: #VALUE!; SOURCES 2: 0.5
| WEIGHTED AVERAGE | 7: 1000.692; 8: 0.0855; 9: 0.60123; 10: 0; SOURCES 1: #VALUE!
Note on C111: [Threaded comment] Your version of Excel allows you to read this threaded comment; however, any edits to it will get removed if the file is opened in a newer version of Excel. Learn more: https://go.microsoft.com/fwlink/?linkid=870924 Comment: Random default chosen from IL TRM example measure.
Note on C120: [Threaded comment] Your version of Excel allows you to read this threaded comment; however, any edits to it will get removed if the file is opened in a newer version of Excel. Learn more: https://go.microsoft.com/fwlink/?linkid=870924 Comment: Random default chosen from IL TRM example measure.
Note on C121: [Threaded comment] Your version of Excel allows you to read this threaded comment; however, any edits to it will get removed if the file is opened in a newer version of Excel. Learn more: https://go.microsoft.com/fwlink/?linkid=870924 Comment: Random default chosen from IL TRM example measure.

## CI Case Night Covers
| MEASURE GROUP DEFINITION |  |  |  | REGION | #REF!
| INPUT CELLS | CALCULATED CELLS
| MEASURE NAME | [10 empty] | TAB NAMING LOOKUPS (DEFINED BY OVERALL PROJECT, NOT SPECIFIC MEASURE)
| Short Name (Same as Tab Name!) | Long Name | Sector (full name) | Life | Life Source | [6 empty] | Fuel Type
| CI Case Night Covers | Case Night Covers | C&I | 5 | IL TRM V12 | [6 empty] | Fuel | Electric | Gas | Oil | Propane
[12 empty] | Abbreviation | E | G | O | P
| TAB BREAKOUT |  |  |  |  | [PULL FORMULA DOWN] | [PULL FORMULA DOWN]
# | Primary Fuel | Secondary Fuel (blank OK) | End Use | Market (RET or MD) | Custom Field (blank OK) | Fuel Abbreviations | End Use Abbr. | UNIQUE MEASURE NAME | Long Name |  |  | Sector
1 | Electric |  | Refrigeration | RET |  | E | Refr | CI Case Night Covers_CI, E - Refr (RET) | Case Night Covers |  |  | Sector | Residential | C&I
2 | [11 empty] | Abbreviation | Res | CI
3
4 | [11 empty] | Market
5 | [11 empty] | Market | Retrofit | Market-Driven
6 | [11 empty] | Abbreviation | RET | MD
7
8 | [11 empty] | Building Types
9 | [11 empty] | Building Types | Single Family | Multifamily | LI Single Family | LI Multifamily | Small Education - College/University | Small Education - Other | Small Grocery | Small Health - Hospital | Small Health - Other | Small Industrial Manufacturing | Small Institutional/Public Service | Small Lodging | Small Miscellaneous/Other | Small Office | Small Restaurant | Small Retail | Small Warehouse | Large Education - College/University | Large Education - Other | Large Grocery | Large Health - Hospital | Large Health - Other | Large Industrial Manufacturing | Large Institutional/Public Service | Large Lodging | Large Miscellaneous/Other | Large Office | Large Restaurant | Large Retail | Large Warehouse
10
End Use
[12 empty] | End Use | Appliances | Cooking | Cooling | Exterior Lighting | Interior Lighting | Other | Plug Loads | Refrigeration | Space Heating | Ventilation | Water Heating | Drives | Motors and VFDs | Compressed Air Systems | Process Cooling and Refrigeration | Process Heating | Total Electric | Total Gas
[12 empty] | Abbreviation | Appl | Cook | Cool | ExtL | IntL | Oth | Plug | Refr | Heat | Vent | HWat | Driv | Motr | CAS | PrC | PrH | TotE | TotG
KEY FOR MEASURE DATA ROWS
CALCULATED FIELD
ENTER MANUALLY OR FORMULAICALLY FROM CALCULATIONS SECTION
MEASURE DATA
SOURCES
| GENERAL ('Measures' Sheet) INPUTS | 1 | 2 | 3 | 4 | 5 | 6 | 7 | 8 | 9 | 10 | 1 | 2 | 3 | 4 | 5 | 6 | 7 | 8 | 9 | 10
1 | Measure Name | 1: CI Case Night Covers_CI, E - Refr (RET); SOURCES 1: CI Case Night Covers_CI, E - Refr (RET)
2 | Measure Long Name | 1: Case Night Covers; SOURCES 1: -
3 | Parent Measure Name | 1: CI Case Night Covers_CI, E - Refr (RET); SOURCES 1: -
4 | Parent Measure Long Name | 1: Case Night Covers; SOURCES 1: -
5 | Sector | 1: C&I; SOURCES 1: -
6 | Description | 1: Refrigeration thermal blinds, or night covers, are utilized to create a protective thermal barrier between ambient air and the cooled, conditioned air in open refrigerated cases. Deployed when grocery centers close, night covers insulate cold refrigeration cases while maintaining the desired displayed food temperature. Night covers are typically constructed of a flexible, woven fabric.; SOURCES 1: -
7 | Life | 1: 5; SOURCES 1: -
8 | Exist. Life | bar: SOURCES 1
9 | Primary Fuel | bar: 1 to SOURCES 1
10 | Secondary Fuel | bar: 1 to SOURCES 1
11 | Primary Fuel End Use | 1: Refrigeration; SOURCES 1: -
12 | Secondary Fuel End Use | bar: SOURCES 1
13 | Elec Load Shape | bar: SOURCES 1
14 | Fuel Switch (Y/N) | bar: SOURCES 1
15 | Waste Heat Adjust. (Y/N) | bar: SOURCES 1
16 | Depends On | bar: SOURCES 1
17 | Links With | bar: SOURCES 1
18 | Mutual Exclusivity | bar: SOURCES 1
19 | bar: SOURCES 1
20 | GENERAL ('MeasChars' Sheet) INPUTS | 1: Case Night Covers; SOURCES 1: -
21 | Mkt (MD or RET) | 1: RET; SOURCES 1: -
22 | Target Markets (NC, RENO, REPL, RET) | 1: #REF!; SOURCES 1: -
23 | Baseline Description | 1: Open refrigerated case without night covers; SOURCES 1: -
24 | Efficient Description | 1: Open refrigerated case with night covers; SOURCES 1: -
25 | Start Year | 1: #REF!; SOURCES 1: -
26 | End Year | 1: #REF!; SOURCES 1: -
27 | Building type assumed for characterization | 1: Large Grocery; SOURCES 1: -
28 | Units for Costs & Savings Values | bar: SOURCES 1
29 | Efficient kW ¦ MMBtu | bar: SOURCES 1
30 | Baseline kW ¦ MMBtu | bar: SOURCES 1
31 | Full Load Hours | bar: SOURCES 1
32 | kWh ¦ MMBtu Annual Savings | 1: 2019.4286; SOURCES 1: -
33 | % Savings (primary fuel) | 1: 9.015%; SOURCES 1: 8,12
34 | Efficient Equip Cost | bar: SOURCES 1
35 | Baseline Equip Cost | bar: SOURCES 1
36 | Incremental Cost | 1: 504; SOURCES 1: -
37 | Incremental Cost per kWh ¦ MMBtu Saved | 1: 0.37969; SOURCES 1: 8
38 | bar: SOURCES 1
39 | SECONDARY END-USE FUEL IMPACTS (MMBtu/kWh), OR Elec Impacts (kWh/MMBtu) | 1: Case Night Covers; SOURCES 1: -
40 | Fossil Fuel (or Elec) Savings - increased use is negative (MMBtu/yr ¦ kWh/yr) | 1: 0; SOURCES 1: -
41 | Annual Fossil Fuel (or Elec) Savings per Elec (or FF) Savings - increased is negative (MMBtu/kWh ¦ kWh/MMBtu saved) | 1: 0; SOURCES 1: -
42 | bar: SOURCES 1
43 | EARLY-RETIREMENT RETROFIT MEASURE INPUTS | bar: SOURCES 1
44 | Baseline Equip. Life | 1: 0; SOURCES 1: -
45 | Baseline Equip. Age | 1: 0; SOURCES 1: -
46 | Baseline Cost | bar: SOURCES 1
47 | Baseline Cost per kWh ¦ MMBtu saved | 1: 0; SOURCES 1: -
48 | Baseline shift savings factor (for RET) | 1: 0; SOURCES 1: -
49 | bar: SOURCES 1
50 | O&M INPUTS | bar: SOURCES 1
51 | Efficient Component 1 (description) | bar: SOURCES 1
52 | Eff Component 1 Life (years) | bar: SOURCES 1
53 | Eff Component 1 Replacement Cost | bar: SOURCES 1
54 | Eff Component 1 Replacement Cost per kWh ¦ MMBtu saved | bar: SOURCES 1
55 | Efficient Component 2 (description) | bar: SOURCES 1
56 | Eff Component 2 Life (years) | bar: SOURCES 1
57 | Eff Component 2 Replacement Cost | bar: SOURCES 1
58 | Eff Component 2 Replacement Cost per kWh ¦ MMBtu saved | bar: SOURCES 1
59 | Baseline Component 1 (description) | bar: SOURCES 1
60 | Baseline Component 1 Life (years) | bar: SOURCES 1
61 | Baseline Component 1 Replacement Cost | bar: SOURCES 1
62 | Baseline Component 1 Replacement Cost per kWh ¦ MMBtu saved | bar: SOURCES 1
63 | Baseline Component 2 (description) | bar: SOURCES 1
64 | Baseline Component 2 Life (years) | bar: SOURCES 1
65 | Baseline Component 2 Replacement Cost | bar: SOURCES 1
66 | Baseline Component 2 Replacement Cost per kWh ¦ MMBtu saved | bar: SOURCES 1
67 | O&M Annual Levelized Cost ($/kWh ¦ $/MMBtu) | bar: SOURCES 1
68 | bar: SOURCES 1
69 | Water INPUTS | bar: SOURCES 1
70 | Water (gal/yr) | 1: 0; SOURCES 1: -
71 | Water [gal/yr per kWh ¦ MMBtu saved] | 1: 0; SOURCES 1: -
∆kWh = ES * L
CALCULATIONS
Measure Description
| Input | 1: Value; 2: Source; 3: Description
| ES | 1: Table; 2: IL TRM V12 pg. 818-820; 3: Heat Gain, the decreased load or the reduced heat gain on the open refrigerated display case with the installation of a door (Btu/hr-linear foot)
| L | 1: 12; 2: IL TRM V12 pg. 818-820; 3: Case Length, refrigerated case length in feet
| Measure life | 1: 5; 2: IL TRM V12 pg. 818-820
| Incremental cost | 1: 42; 2: IL TRM V12 pg. 818-820; 3: Doors without LED lighting; with lighting is $419
| Display Case Description | 1: Case Temperature Range; 2: Annual Electricity Use kWh/ft; 3: kWhnightcovers/ft reduction
| Vertical Open, Remote Condensing, Medium Temperature | 1: 35°F to 55°F; 2: 1453; 3: 131
| Vertical Open, Remote Condensing, Low Temperature | 1: 0°F to 30°F; 2: 3292; 3: 296
| Vertical Open, Self-Contained Medium Temperature | 1: 35°F to 55°F; 2: 2800; 3: 252
| Horizontal Open, Remote Condensing, Medium Temperature | 1: 35°F to 55°F; 2: 439; 3: 40
| Horizontal Open, Remote Condensing, Low Temperature | 1: 0°F to 30°F; 2: 1007; 3: 91
| Horizontal Open, Self-Contained Medium Temperature | 1: 35°F to 55°F; 2: 1350; 3: 121
| Horizontal Open, Self-Contained Low Temperature | 1: 0°F to 30°F; 2: 2749; 3: 247
Submeasure aggregation
| Use case | 1: delkWh; 2: delkW; 3: % Savings; 4: Incremental Cost; 5: Incremental Cost/kWh; 6: Weighting
| Vertical Open, Remote Condensing, Medium Temperature | 1: 1572; 3: 9.016%; 5: 0.32061; 6: 0.14286
| Vertical Open, Remote Condensing, Low Temperature | 1: 3552; 3: 8.991%; 5: 0.14189; 6: 0.14286
| Vertical Open, Self-Contained Medium Temperature | 1: 3024; 3: 9%; 5: 0.16667; 6: 0.14286
| Horizontal Open, Remote Condensing, Medium Temperature | 1: 480; 3: 9.112%; 5: 1.05; 6: 0.14286
| Horizontal Open, Remote Condensing, Low Temperature | 1: 1092; 3: 9.037%; 5: 0.46154; 6: 0.14286
| Horizontal Open, Self-Contained Medium Temperature | 1: 1452; 3: 8.963%; 5: 0.34711; 6: 0.14286
| Horizontal Open, Self-Contained Low Temperature | 1: 2964; 3: 8.985%; 5: 0.17004; 6: 0.14286
| WEIGHTED AVERAGE | 1: 2019.4286; 2: 0; 3: 0.090148; 4: 0; 5: 0.37969
Note on C112: [Threaded comment] Your version of Excel allows you to read this threaded comment; however, any edits to it will get removed if the file is opened in a newer version of Excel. Learn more: https://go.microsoft.com/fwlink/?linkid=870924 Comment: Random default chosen from IL TRM example measure.

## CI ECM CompCondenser
| MEASURE GROUP DEFINITION |  |  |  | REGION | #REF!
| INPUT CELLS | CALCULATED CELLS
| MEASURE NAME | [10 empty] | TAB NAMING LOOKUPS (DEFINED BY OVERALL PROJECT, NOT SPECIFIC MEASURE)
| Short Name (Same as Tab Name!) | Long Name | Sector (full name) | Life | Life Source | [6 empty] | Fuel Type
| CI ECM CompCondenser | ECM Compressor/Condenser Fan Motors | C&I | 0 | [7 empty] | Fuel | Electric | Gas | Oil | Propane
[12 empty] | Abbreviation | E | G | O | P
| TAB BREAKOUT |  |  |  |  | [PULL FORMULA DOWN] | [PULL FORMULA DOWN]
# | Primary Fuel | Secondary Fuel (blank OK) | End Use | Market (RET or MD) | Custom Field (blank OK) | Fuel Abbreviations | End Use Abbr. | UNIQUE MEASURE NAME | Long Name |  |  | Sector
1 | Electric |  | Refrigeration | MD |  | E | Refr | CI ECM CompCondenser_CI, E - Refr (MD) | ECM Compressor/Condenser Fan Motors |  |  | Sector | Residential | C&I
2 | Electric |  | Refrigeration | RET |  | E | Refr | CI ECM CompCondenser_CI, E - Refr (RET) | ECM Compressor/Condenser Fan Motors |  |  | Abbreviation | Res | CI
3
4 | [11 empty] | Market
5 | [11 empty] | Market | Retrofit | Market-Driven
6 | [11 empty] | Abbreviation | RET | MD
7
8 | [11 empty] | Building Types
9 | [11 empty] | Building Types | Single Family | Multifamily | LI Single Family | LI Multifamily | Small Education - College/University | Small Education - Other | Small Grocery | Small Health - Hospital | Small Health - Other | Small Industrial Manufacturing | Small Institutional/Public Service | Small Lodging | Small Miscellaneous/Other | Small Office | Small Restaurant | Small Retail | Small Warehouse | Large Education - College/University | Large Education - Other | Large Grocery | Large Health - Hospital | Large Health - Other | Large Industrial Manufacturing | Large Institutional/Public Service | Large Lodging | Large Miscellaneous/Other | Large Office | Large Restaurant | Large Retail | Large Warehouse
10
End Use
[12 empty] | End Use | Appliances | Cooking | Cooling | Exterior Lighting | Interior Lighting | Other | Plug Loads | Refrigeration | Space Heating | Ventilation | Water Heating | Drives | Motors and VFDs | Compressed Air Systems | Process Cooling and Refrigeration | Process Heating | Total Electric | Total Gas
[12 empty] | Abbreviation | Appl | Cook | Cool | ExtL | IntL | Oth | Plug | Refr | Heat | Vent | HWat | Driv | Motr | CAS | PrC | PrH | TotE | TotG
KEY FOR MEASURE DATA ROWS
CALCULATED FIELD
ENTER MANUALLY OR FORMULAICALLY FROM CALCULATIONS SECTION
MEASURE DATA
SOURCES
| GENERAL ('Measures' Sheet) INPUTS | 1 | 2 | 3 | 4 | 5 | 6 | 7 | 8 | 9 | 10 | 1 | 2 | 3 | 4 | 5 | 6 | 7 | 8 | 9 | 10
1 | Measure Name | 1: CI ECM CompCondenser_CI, E - Refr (MD); 2: CI ECM CompCondenser_CI, E - Refr (RET); SOURCES 1: CI ECM CompCondenser_CI, E - Refr (MD); SOURCES 2: CI ECM CompCondenser_CI, E - Refr (RET)
2 | Measure Long Name | 1: ECM Compressor/Condenser Fan Motors; 2: ECM Compressor/Condenser Fan Motors; SOURCES 1: -; SOURCES 2: -
3 | Parent Measure Name | 1: CI ECM CompCondenser_CI, E - Refr (MD); 2: CI ECM CompCondenser_CI, E - Refr (RET); SOURCES 1: -; SOURCES 2: -
4 | Parent Measure Long Name | 1: ECM Compressor/Condenser Fan Motors; 2: ECM Compressor/Condenser Fan Motors; SOURCES 1: -; SOURCES 2: -
5 | Sector | 1: C&I; 2: C&I; SOURCES 1: -; SOURCES 2: -
6 | Description | 1: This measure is applicable to the replacement of an existing, uncontrolled, and continuously operating standardefficiency shaded-pole evaporator fan motor in refrigerated display cases or fan coil in walk-ins.; SOURCES 1: -; SOURCES 2: -
7 | Life | 1: 15; 2: 0; SOURCES 1: -; SOURCES 2: -
8 | Exist. Life | bar: SOURCES 1 to SOURCES 2
9 | Primary Fuel | bar: 1 to SOURCES 2
10 | Secondary Fuel | bar: SOURCES 1 to SOURCES 2
11 | Primary Fuel End Use | 1: Refrigeration; 2: Refrigeration; SOURCES 1: -; SOURCES 2: -
12 | Secondary Fuel End Use | bar: SOURCES 1 to SOURCES 2
13 | Elec Load Shape | bar: SOURCES 1 to SOURCES 2
14 | Fuel Switch (Y/N) | bar: SOURCES 1 to SOURCES 2
15 | Waste Heat Adjust. (Y/N) | bar: SOURCES 1 to SOURCES 2
16 | Depends On | bar: SOURCES 1 to SOURCES 2
17 | Links With | bar: SOURCES 1 to SOURCES 2
18 | Mutual Exclusivity | bar: SOURCES 1 to SOURCES 2
19 | bar: SOURCES 1 to SOURCES 2
20 | GENERAL ('MeasChars' Sheet) INPUTS | 1: ECM Compressor/Condenser Fan Motors; 2: ECM Compressor/Condenser Fan Motors; SOURCES 1: -; SOURCES 2: -
21 | Mkt (MD or RET) | 1: MD; 2: RET; SOURCES 1: -; SOURCES 2: -
22 | Target Markets (NC, RENO, REPL, RET) | 1: #REF!; 2: #REF!; SOURCES 1: -; SOURCES 2: -
23 | Baseline Description | 1: The baseline is the existing shaded-pole motor(s) with no fan control operating 8760 hours continuously in a refrigerated display case or fan coil unit of a walk-in cooling unit.; 2: The baseline is the existing shaded-pole motor(s) with no fan control operating 8760 hours continuously in a refrigerated display case or fan coil unit of a walk-in cooling unit.; SOURCES 1: -; SOURCES 2: -
24 | Efficient Description | 1: This measure applies to the replacement of an existing standard-efficiency shaded-pole evaporator fan motor in refrigerated display cases or fan coil in walk-ins; 2: This measure applies to the replacement of an existing standard-efficiency shaded-pole evaporator fan motor in refrigerated display cases or fan coil in walk-ins; SOURCES 1: -; SOURCES 2: -
25 | Start Year | 1: #REF!; 2: #REF!; SOURCES 1: -; SOURCES 2: -
26 | End Year | 1: #REF!; 2: #REF!; SOURCES 1: -; SOURCES 2: -
27 | Building type assumed for characterization | 1: Single Family; SOURCES 1: -; SOURCES 2: -
28 | Units for Costs & Savings Values | bar: SOURCES 1 to SOURCES 2
29 | Efficient kW ¦ MMBtu | bar: SOURCES 1 to SOURCES 2
30 | Baseline kW ¦ MMBtu | bar: SOURCES 1 to SOURCES 2
31 | Full Load Hours | bar: SOURCES 1 to SOURCES 2
32 | kWh ¦ MMBtu Annual Savings | 1: 0; SOURCES 1: -; SOURCES 2: -
33 | % Savings (primary fuel) | 1: 0; SOURCES 1: 2
34 | Efficient Equip Cost | bar: SOURCES 1 to SOURCES 2
35 | Baseline Equip Cost | bar: SOURCES 1 to SOURCES 2
36 | Incremental Cost | 1: 0; SOURCES 1: -; SOURCES 2: -
37 | Incremental Cost per kWh ¦ MMBtu Saved | 1: #DIV/0!; SOURCES 1: 47
38 | bar: SOURCES 1 to SOURCES 2
39 | SECONDARY END-USE FUEL IMPACTS (MMBtu/kWh), OR Elec Impacts (kWh/MMBtu) | 1: ECM Compressor/Condenser Fan Motors; 2: ECM Compressor/Condenser Fan Motors; SOURCES 1: -; SOURCES 2: -
40 | Fossil Fuel (or Elec) Savings - increased use is negative (MMBtu/yr ¦ kWh/yr) | bar: SOURCES 1 to SOURCES 2
41 | Annual Fossil Fuel (or Elec) Savings per Elec (or FF) Savings - increased is negative (MMBtu/kWh ¦ kWh/MMBtu saved) | bar: SOURCES 1 to SOURCES 2
42 | bar: SOURCES 1 to SOURCES 2
43 | EARLY-RETIREMENT RETROFIT MEASURE INPUTS | bar: SOURCES 1 to SOURCES 2
44 | Baseline Equip. Life | bar: SOURCES 1 to SOURCES 2
45 | Baseline Equip. Age | bar: SOURCES 1 to SOURCES 2
46 | Baseline Cost | bar: SOURCES 1 to SOURCES 2
47 | Baseline Cost per kWh ¦ MMBtu saved | bar: SOURCES 1 to SOURCES 2
48 | Baseline shift savings factor (for RET) | bar: SOURCES 1 to SOURCES 2
49 | bar: SOURCES 1 to SOURCES 2
50 | O&M INPUTS | bar: SOURCES 1 to SOURCES 2
51 | Efficient Component 1 (description) | bar: SOURCES 1 to SOURCES 2
52 | Eff Component 1 Life (years) | bar: SOURCES 1 to SOURCES 2
53 | Eff Component 1 Replacement Cost | bar: SOURCES 1 to SOURCES 2
54 | Eff Component 1 Replacement Cost per kWh ¦ MMBtu saved | bar: SOURCES 1 to SOURCES 2
55 | Efficient Component 2 (description) | bar: SOURCES 1 to SOURCES 2
56 | Eff Component 2 Life (years) | bar: SOURCES 1 to SOURCES 2
57 | Eff Component 2 Replacement Cost | bar: SOURCES 1 to SOURCES 2
58 | Eff Component 2 Replacement Cost per kWh ¦ MMBtu saved | bar: SOURCES 1 to SOURCES 2
59 | Baseline Component 1 (description) | bar: SOURCES 1 to SOURCES 2
60 | Baseline Component 1 Life (years) | bar: SOURCES 1 to SOURCES 2
61 | Baseline Component 1 Replacement Cost | bar: SOURCES 1 to SOURCES 2
62 | Baseline Component 1 Replacement Cost per kWh ¦ MMBtu saved | bar: SOURCES 1 to SOURCES 2
63 | Baseline Component 2 (description) | bar: SOURCES 1 to SOURCES 2
64 | Baseline Component 2 Life (years) | bar: SOURCES 1 to SOURCES 2
65 | Baseline Component 2 Replacement Cost | bar: SOURCES 1 to SOURCES 2
66 | Baseline Component 2 Replacement Cost per kWh ¦ MMBtu saved | bar: SOURCES 1 to SOURCES 2
67 | O&M Annual Levelized Cost ($/kWh ¦ $/MMBtu) | bar: SOURCES 1 to SOURCES 2
68 | bar: SOURCES 1 to SOURCES 2
69 | Water INPUTS | bar: SOURCES 1 to SOURCES 2
70 | Water (gal/yr) | bar: SOURCES 1 to SOURCES 2
71 | Water [gal/yr per kWh ¦ MMBtu saved] | bar: SOURCES 1 to SOURCES 2
CALCULATIONS

## CI ECM Evap Fan
| MEASURE GROUP DEFINITION |  |  |  | REGION | #REF!
| INPUT CELLS | CALCULATED CELLS
| MEASURE NAME | [10 empty] | TAB NAMING LOOKUPS (DEFINED BY OVERALL PROJECT, NOT SPECIFIC MEASURE)
| Short Name (Same as Tab Name!) | Long Name | Sector (full name) | Life | Life Source | [6 empty] | Fuel Type
| CI ECM Evap Fan | ECM Evaporator Fan Retrofit | C&I | 15 | IL TRM V12 | [6 empty] | Fuel | Electric | Gas | Oil | Propane
[12 empty] | Abbreviation | E | G | O | P
| TAB BREAKOUT |  |  |  |  | [PULL FORMULA DOWN] | [PULL FORMULA DOWN]
# | Primary Fuel | Secondary Fuel (blank OK) | End Use | Market (RET or MD) | Custom Field (blank OK) | Fuel Abbreviations | End Use Abbr. | UNIQUE MEASURE NAME | Long Name |  |  | Sector
1 | Electric |  | Refrigeration | RET |  | E | Refr | CI ECM Evap Fan_CI, E - Refr (RET) | ECM Evaporator Fan Retrofit |  |  | Sector | Residential | C&I
2 | [11 empty] | Abbreviation | Res | CI
3
4 | [11 empty] | Market
5 | [11 empty] | Market | Retrofit | Market-Driven
6 | [11 empty] | Abbreviation | RET | MD
7
8 | [11 empty] | Building Types
9 | [11 empty] | Building Types | Single Family | Multifamily | LI Single Family | LI Multifamily | Small Education - College/University | Small Education - Other | Small Grocery | Small Health - Hospital | Small Health - Other | Small Industrial Manufacturing | Small Institutional/Public Service | Small Lodging | Small Miscellaneous/Other | Small Office | Small Restaurant | Small Retail | Small Warehouse | Large Education - College/University | Large Education - Other | Large Grocery | Large Health - Hospital | Large Health - Other | Large Industrial Manufacturing | Large Institutional/Public Service | Large Lodging | Large Miscellaneous/Other | Large Office | Large Restaurant | Large Retail | Large Warehouse
10
End Use
[12 empty] | End Use | Appliances | Cooking | Cooling | Exterior Lighting | Interior Lighting | Other | Plug Loads | Refrigeration | Space Heating | Ventilation | Water Heating | Drives | Motors and VFDs | Compressed Air Systems | Process Cooling and Refrigeration | Process Heating | Total Electric | Total Gas
[12 empty] | Abbreviation | Appl | Cook | Cool | ExtL | IntL | Oth | Plug | Refr | Heat | Vent | HWat | Driv | Motr | CAS | PrC | PrH | TotE | TotG
KEY FOR MEASURE DATA ROWS
CALCULATED FIELD
ENTER MANUALLY OR FORMULAICALLY FROM CALCULATIONS SECTION
MEASURE DATA
SOURCES
| GENERAL ('Measures' Sheet) INPUTS | 1 | 2 | 3 | 4 | 5 | 6 | 7 | 8 | 9 | 10 | 1 | 2 | 3 | 4 | 5 | 6 | 7 | 8 | 9 | 10
1 | Measure Name | 1: CI ECM Evap Fan_CI, E - Refr (RET); SOURCES 1: CI ECM Evap Fan_CI, E - Refr (RET)
2 | Measure Long Name | 1: ECM Evaporator Fan Retrofit; SOURCES 1: -
3 | Parent Measure Name | 1: CI ECM Evap Fan_CI, E - Refr (RET); SOURCES 1: -
4 | Parent Measure Long Name | 1: ECM Evaporator Fan Retrofit; SOURCES 1: -
5 | Sector | 1: C&I; SOURCES 1: -
6 | Description | 1: This measure is applicable to the replacement of an existing, uncontrolled, and continuously operating standardefficiency shaded-pole evaporator fan motor in refrigerated display cases or fan coil in walk-ins.; SOURCES 1: -
7 | Life | 1: 15; SOURCES 1: -
8 | Exist. Life | bar: SOURCES 1
9 | Primary Fuel | bar: 1 to SOURCES 1
10 | Secondary Fuel | bar: SOURCES 1
11 | Primary Fuel End Use | 1: Refrigeration; SOURCES 1: -
12 | Secondary Fuel End Use | bar: SOURCES 1
13 | Elec Load Shape | bar: SOURCES 1
14 | Fuel Switch (Y/N) | bar: SOURCES 1
15 | Waste Heat Adjust. (Y/N) | bar: SOURCES 1
16 | Depends On | bar: SOURCES 1
17 | Links With | bar: SOURCES 1
18 | Mutual Exclusivity | bar: SOURCES 1
19 | bar: SOURCES 1
20 | GENERAL ('MeasChars' Sheet) INPUTS | 1: ECM Evaporator Fan Retrofit; SOURCES 1: -
21 | Mkt (MD or RET) | 1: RET; SOURCES 1: -
22 | Target Markets (NC, RENO, REPL, RET) | 1: #REF!; SOURCES 1: -
23 | Baseline Description | 1: The baseline is the existing shaded-pole motor(s) with no fan control operating 8760 hours continuously in a refrigerated display case or fan coil unit of a walk-in cooling unit.; SOURCES 1: -
24 | Efficient Description | 1: This measure applies to the replacement of an existing standard-efficiency shaded-pole evaporator fan motor in refrigerated display cases or fan coil in walk-ins; SOURCES 1: -
25 | Start Year | 1: #REF!; SOURCES 1: -
26 | End Year | 1: #REF!; SOURCES 1: -
27 | Building type assumed for characterization | 1: Single Family; SOURCES 1: -
28 | Units for Costs & Savings Values | bar: SOURCES 1
29 | Efficient kW ¦ MMBtu | bar: SOURCES 1
30 | Baseline kW ¦ MMBtu | bar: SOURCES 1
31 | Full Load Hours | bar: SOURCES 1
32 | kWh ¦ MMBtu Annual Savings | 1: 2952; SOURCES 1: -
33 | % Savings (primary fuel) | 1: 0; SOURCES 1: 2
34 | Efficient Equip Cost | bar: SOURCES 1
35 | Baseline Equip Cost | bar: SOURCES 1
36 | Incremental Cost | 1: 304.59; SOURCES 1: -
37 | Incremental Cost per kWh ¦ MMBtu Saved | 1: 0.10318; SOURCES 1: 47
38 | bar: SOURCES 1
39 | SECONDARY END-USE FUEL IMPACTS (MMBtu/kWh), OR Elec Impacts (kWh/MMBtu) | 1: ECM Evaporator Fan Retrofit; SOURCES 1: -
40 | Fossil Fuel (or Elec) Savings - increased use is negative (MMBtu/yr ¦ kWh/yr) | bar: SOURCES 1
41 | Annual Fossil Fuel (or Elec) Savings per Elec (or FF) Savings - increased is negative (MMBtu/kWh ¦ kWh/MMBtu saved) | bar: SOURCES 1
42 | bar: SOURCES 1
43 | EARLY-RETIREMENT RETROFIT MEASURE INPUTS | bar: SOURCES 1
44 | Baseline Equip. Life | bar: SOURCES 1
45 | Baseline Equip. Age | bar: SOURCES 1
46 | Baseline Cost | bar: SOURCES 1
47 | Baseline Cost per kWh ¦ MMBtu saved | bar: SOURCES 1
48 | Baseline shift savings factor (for RET) | bar: SOURCES 1
49 | bar: SOURCES 1
50 | O&M INPUTS | bar: SOURCES 1
51 | Efficient Component 1 (description) | bar: SOURCES 1
52 | Eff Component 1 Life (years) | bar: SOURCES 1
53 | Eff Component 1 Replacement Cost | bar: SOURCES 1
54 | Eff Component 1 Replacement Cost per kWh ¦ MMBtu saved | bar: SOURCES 1
55 | Efficient Component 2 (description) | bar: SOURCES 1
56 | Eff Component 2 Life (years) | bar: SOURCES 1
57 | Eff Component 2 Replacement Cost | bar: SOURCES 1
58 | Eff Component 2 Replacement Cost per kWh ¦ MMBtu saved | bar: SOURCES 1
59 | Baseline Component 1 (description) | bar: SOURCES 1
60 | Baseline Component 1 Life (years) | bar: SOURCES 1
61 | Baseline Component 1 Replacement Cost | bar: SOURCES 1
62 | Baseline Component 1 Replacement Cost per kWh ¦ MMBtu saved | bar: SOURCES 1
63 | Baseline Component 2 (description) | bar: SOURCES 1
64 | Baseline Component 2 Life (years) | bar: SOURCES 1
65 | Baseline Component 2 Replacement Cost | bar: SOURCES 1
66 | Baseline Component 2 Replacement Cost per kWh ¦ MMBtu saved | bar: SOURCES 1
67 | O&M Annual Levelized Cost ($/kWh ¦ $/MMBtu) | bar: SOURCES 1
68 | bar: SOURCES 1
69 | Water INPUTS | bar: SOURCES 1
70 | Water (gal/yr) | bar: SOURCES 1
71 | Water [gal/yr per kWh ¦ MMBtu saved] | bar: SOURCES 1
CALCULATIONS
| INPUTS/VARIABLES | 1: VALUE; 2: SOURCE; 3: DESCRIPTION
| hours | 1: 8760; 2: IL TRM V12 pg. 803
| CF | 1: 1; 2: IL TRM V12 pg. 803
| Measure life | 1: 15; 2: IL TRM V12 pg. 803
| Measure cost | 1: 230.94; 2: IL TRM V12 pg. 803
| Labor cost | 1: 73.65; 2: IL TRM V12 pg. 803
| Motor HP | 1: delkWh; 2: delkW; 3: %Savings; 4: Weighting
| 16W | 1: 652; 2: 0.074429; 4: 0.16667
| 1/15-1/20 HP | 1: 1586; 2: 0.18105; 4: 0.16667
| 1/5 HP | 1: 2320; 2: 0.26484; 4: 0.16667
| 1/3 HP | 1: 3380; 2: 0.38584; 4: 0.16667
| 1/2 HP | 1: 4481; 2: 0.51153; 4: 0.16667
| 3/4 HP | 1: 5293; 2: 0.60422; 4: 0.16667
|  | 2952 | 0.33699 | 0%

## CI Eff Ref Compressor
| MEASURE GROUP DEFINITION |  |  |  | REGION | #REF!
| INPUT CELLS | CALCULATED CELLS
| MEASURE NAME | [10 empty] | TAB NAMING LOOKUPS (DEFINED BY OVERALL PROJECT, NOT SPECIFIC MEASURE)
| Short Name (Same as Tab Name!) | Long Name | Sector (full name) | Life | Life Source | [6 empty] | Fuel Type
| CI Eff Ref Compressor | Efficient Refrigeratio Compressor | C&I | 0 | [7 empty] | Fuel | Electric | Gas | Oil | Propane
[12 empty] | Abbreviation | E | G | O | P
| TAB BREAKOUT |  |  |  |  | [PULL FORMULA DOWN] | [PULL FORMULA DOWN]
# | Primary Fuel | Secondary Fuel (blank OK) | End Use | Market (RET or MD) | Custom Field (blank OK) | Fuel Abbreviations | End Use Abbr. | UNIQUE MEASURE NAME | Long Name |  |  | Sector
1 | Electric |  | Refrigeration | RET |  | E | Refr | CI Eff Ref Compressor_CI, E - Refr (RET) | Efficient Refrigeratio Compressor |  |  | Sector | Residential | C&I
2 | [11 empty] | Abbreviation | Res | CI
3
4 | [11 empty] | Market
5 | [11 empty] | Market | Retrofit | Market-Driven
6 | [11 empty] | Abbreviation | RET | MD
7
8 | [11 empty] | Building Types
9 | [11 empty] | Building Types | Single Family | Multifamily | LI Single Family | LI Multifamily | Small Education - College/University | Small Education - Other | Small Grocery | Small Health - Hospital | Small Health - Other | Small Industrial Manufacturing | Small Institutional/Public Service | Small Lodging | Small Miscellaneous/Other | Small Office | Small Restaurant | Small Retail | Small Warehouse | Large Education - College/University | Large Education - Other | Large Grocery | Large Health - Hospital | Large Health - Other | Large Industrial Manufacturing | Large Institutional/Public Service | Large Lodging | Large Miscellaneous/Other | Large Office | Large Restaurant | Large Retail | Large Warehouse
10
End Use
[12 empty] | End Use | Appliances | Cooking | Cooling | Exterior Lighting | Interior Lighting | Other | Plug Loads | Refrigeration | Space Heating | Ventilation | Water Heating | Drives | Motors and VFDs | Compressed Air Systems | Process Cooling and Refrigeration | Process Heating | Total Electric | Total Gas
[12 empty] | Abbreviation | Appl | Cook | Cool | ExtL | IntL | Oth | Plug | Refr | Heat | Vent | HWat | Driv | Motr | CAS | PrC | PrH | TotE | TotG
KEY FOR MEASURE DATA ROWS
CALCULATED FIELD
ENTER MANUALLY OR FORMULAICALLY FROM CALCULATIONS SECTION
MEASURE DATA
SOURCES
| GENERAL ('Measures' Sheet) INPUTS | 1 | 2 | 3 | 4 | 5 | 6 | 7 | 8 | 9 | 10 | 1 | 2 | 3 | 4 | 5 | 6 | 7 | 8 | 9 | 10
1 | Measure Name | 1: CI Eff Ref Compressor_CI, E - Refr (RET); SOURCES 1: CI Eff Ref Compressor_CI, E - Refr (RET)
2 | Measure Long Name | 1: Efficient Refrigeratio Compressor; SOURCES 1: -
3 | Parent Measure Name | 1: CI Eff Ref Compressor_CI, E - Refr (RET); SOURCES 1: -
4 | Parent Measure Long Name | 1: Efficient Refrigeratio Compressor; SOURCES 1: -
5 | Sector | 1: C&I; SOURCES 1: -
6 | Description | bar: SOURCES 1
7 | Life | 1: 15; SOURCES 1: -
8 | Exist. Life | bar: SOURCES 1
9 | Primary Fuel | bar: 1 to SOURCES 1
10 | Secondary Fuel | bar: SOURCES 1
11 | Primary Fuel End Use | 1: Refrigeration; SOURCES 1: -
12 | Secondary Fuel End Use | bar: SOURCES 1
13 | Elec Load Shape | bar: SOURCES 1
14 | Fuel Switch (Y/N) | bar: SOURCES 1
15 | Waste Heat Adjust. (Y/N) | bar: SOURCES 1
16 | Depends On | bar: SOURCES 1
17 | Links With | bar: SOURCES 1
18 | Mutual Exclusivity | bar: SOURCES 1
19 | bar: SOURCES 1
20 | GENERAL ('MeasChars' Sheet) INPUTS | 1: Efficient Refrigeratio Compressor; SOURCES 1: -
21 | Mkt (MD or RET) | 1: RET; SOURCES 1: -
22 | Target Markets (NC, RENO, REPL, RET) | 1: #REF!; SOURCES 1: -
23 | Baseline Description | bar: SOURCES 1
24 | Efficient Description | bar: SOURCES 1
25 | Start Year | 1: #REF!; SOURCES 1: -
26 | End Year | 1: #REF!; SOURCES 1: -
27 | Building type assumed for characterization | 1: Single Family; SOURCES 1: -
28 | Units for Costs & Savings Values | bar: SOURCES 1
29 | Efficient kW ¦ MMBtu | bar: SOURCES 1
30 | Baseline kW ¦ MMBtu | bar: SOURCES 1
31 | Full Load Hours | bar: SOURCES 1
32 | kWh ¦ MMBtu Annual Savings | 1: 0; SOURCES 1: -
33 | % Savings (primary fuel) | 1: 0; SOURCES 1: 2
34 | Efficient Equip Cost | bar: SOURCES 1
35 | Baseline Equip Cost | bar: SOURCES 1
36 | Incremental Cost | 1: 0; SOURCES 1: -
37 | Incremental Cost per kWh ¦ MMBtu Saved | 1: #DIV/0!; SOURCES 1: 47
38 | bar: SOURCES 1
39 | SECONDARY END-USE FUEL IMPACTS (MMBtu/kWh), OR Elec Impacts (kWh/MMBtu) | 1: Efficient Refrigeratio Compressor; SOURCES 1: -
40 | Fossil Fuel (or Elec) Savings - increased use is negative (MMBtu/yr ¦ kWh/yr) | bar: SOURCES 1
41 | Annual Fossil Fuel (or Elec) Savings per Elec (or FF) Savings - increased is negative (MMBtu/kWh ¦ kWh/MMBtu saved) | bar: SOURCES 1
42 | bar: SOURCES 1
43 | EARLY-RETIREMENT RETROFIT MEASURE INPUTS | bar: SOURCES 1
44 | Baseline Equip. Life | bar: SOURCES 1
45 | Baseline Equip. Age | bar: SOURCES 1
46 | Baseline Cost | bar: SOURCES 1
47 | Baseline Cost per kWh ¦ MMBtu saved | bar: SOURCES 1
48 | Baseline shift savings factor (for RET) | bar: SOURCES 1
49 | bar: SOURCES 1
50 | O&M INPUTS | bar: SOURCES 1
51 | Efficient Component 1 (description) | bar: SOURCES 1
52 | Eff Component 1 Life (years) | bar: SOURCES 1
53 | Eff Component 1 Replacement Cost | bar: SOURCES 1
54 | Eff Component 1 Replacement Cost per kWh ¦ MMBtu saved | bar: SOURCES 1
55 | Efficient Component 2 (description) | bar: SOURCES 1
56 | Eff Component 2 Life (years) | bar: SOURCES 1
57 | Eff Component 2 Replacement Cost | bar: SOURCES 1
58 | Eff Component 2 Replacement Cost per kWh ¦ MMBtu saved | bar: SOURCES 1
59 | Baseline Component 1 (description) | bar: SOURCES 1
60 | Baseline Component 1 Life (years) | bar: SOURCES 1
61 | Baseline Component 1 Replacement Cost | bar: SOURCES 1
62 | Baseline Component 1 Replacement Cost per kWh ¦ MMBtu saved | bar: SOURCES 1
63 | Baseline Component 2 (description) | bar: SOURCES 1
64 | Baseline Component 2 Life (years) | bar: SOURCES 1
65 | Baseline Component 2 Replacement Cost | bar: SOURCES 1
66 | Baseline Component 2 Replacement Cost per kWh ¦ MMBtu saved | bar: SOURCES 1
67 | O&M Annual Levelized Cost ($/kWh ¦ $/MMBtu) | bar: SOURCES 1
68 | bar: SOURCES 1
69 | Water INPUTS | bar: SOURCES 1
70 | Water (gal/yr) | bar: SOURCES 1
71 | Water [gal/yr per kWh ¦ MMBtu saved] | bar: SOURCES 1
CALCULATIONS

## CI Ice Maker
| MEASURE GROUP DEFINITION |  |  |  | REGION | #REF!
| INPUT CELLS | CALCULATED CELLS
| MEASURE NAME | [10 empty] | TAB NAMING LOOKUPS (DEFINED BY OVERALL PROJECT, NOT SPECIFIC MEASURE)
| Short Name (Same as Tab Name!) | Long Name | Sector (full name) | Life | Life Source | [6 empty] | Fuel Type
| CI Ice Maker | Ice Maker | C&I | 9 | IL TRM V12 | [6 empty] | Fuel | Electric | Gas | Oil | Propane
[12 empty] | Abbreviation | E | G | O | P
| TAB BREAKOUT |  |  |  |  | [PULL FORMULA DOWN] | [PULL FORMULA DOWN]
# | Primary Fuel | Secondary Fuel (blank OK) | End Use | Market (RET or MD) | Custom Field (blank OK) | Fuel Abbreviations | End Use Abbr. | UNIQUE MEASURE NAME | Long Name |  |  | Sector
1 | Electric |  | Refrigeration | MD |  | E | Refr | CI Ice Maker_CI, E - Refr (MD) | Ice Maker |  |  | Sector | Residential | C&I
2 | [11 empty] | Abbreviation | Res | CI
3
4 | [11 empty] | Market
5 | [11 empty] | Market | Retrofit | Market-Driven
6 | [11 empty] | Abbreviation | RET | MD
7
8 | [11 empty] | Building Types
9 | [11 empty] | Building Types | Single Family | Multifamily | LI Single Family | LI Multifamily | Small Education - College/University | Small Education - Other | Small Grocery | Small Health - Hospital | Small Health - Other | Small Industrial Manufacturing | Small Institutional/Public Service | Small Lodging | Small Miscellaneous/Other | Small Office | Small Restaurant | Small Retail | Small Warehouse | Large Education - College/University | Large Education - Other | Large Grocery | Large Health - Hospital | Large Health - Other | Large Industrial Manufacturing | Large Institutional/Public Service | Large Lodging | Large Miscellaneous/Other | Large Office | Large Restaurant | Large Retail | Large Warehouse
10
End Use
[12 empty] | End Use | Appliances | Cooking | Cooling | Exterior Lighting | Interior Lighting | Other | Plug Loads | Refrigeration | Space Heating | Ventilation | Water Heating | Drives | Motors and VFDs | Compressed Air Systems | Process Cooling and Refrigeration | Process Heating | Total Electric | Total Gas
[12 empty] | Abbreviation | Appl | Cook | Cool | ExtL | IntL | Oth | Plug | Refr | Heat | Vent | HWat | Driv | Motr | CAS | PrC | PrH | TotE | TotG
KEY FOR MEASURE DATA ROWS
CALCULATED FIELD
ENTER MANUALLY OR FORMULAICALLY FROM CALCULATIONS SECTION
MEASURE DATA
SOURCES
| GENERAL ('Measures' Sheet) INPUTS | 1 | 2 | 3 | 4 | 5 | 6 | 7 | 8 | 9 | 10 | 1 | 2 | 3 | 4 | 5 | 6 | 7 | 8 | 9 | 10
1 | Measure Name | 1: CI Ice Maker_CI, E - Refr (MD); SOURCES 1: CI Ice Maker_CI, E - Refr (MD)
2 | Measure Long Name | 1: Ice Maker; SOURCES 1: -
3 | Parent Measure Name | 1: CI Ice Maker_CI, E - Refr (MD); SOURCES 1: -
4 | Parent Measure Long Name | 1: Ice Maker; SOURCES 1: -
5 | Sector | 1: C&I; SOURCES 1: -
6 | Description | 1: Commercial ice machines are used in restaurants, hospitals, hotels, schools, offices and grocery stores. ENERGY STAR rates air-cooled ice machines. ENERGY STAR ice machines are designed with higher efficiency compressors and use less water than standard ice machines.; SOURCES 1: -
7 | Life | 1: 9; SOURCES 1: -
8 | Exist. Life | bar: SOURCES 1
9 | Primary Fuel | bar: 1 to SOURCES 1
10 | Secondary Fuel | bar: 1 to SOURCES 1
11 | Primary Fuel End Use | 1: Refrigeration; SOURCES 1: -
12 | Secondary Fuel End Use | bar: SOURCES 1
13 | Elec Load Shape | bar: SOURCES 1
14 | Fuel Switch (Y/N) | bar: SOURCES 1
15 | Waste Heat Adjust. (Y/N) | bar: SOURCES 1
16 | Depends On | bar: SOURCES 1
17 | Links With | bar: SOURCES 1
18 | Mutual Exclusivity | bar: SOURCES 1
19 | bar: SOURCES 1
20 | GENERAL ('MeasChars' Sheet) INPUTS | 1: Ice Maker; SOURCES 1: -
21 | Mkt (MD or RET) | bar: 1 to SOURCES 1
22 | Target Markets (NC, RENO, REPL, RET) | 1: #REF!; SOURCES 1: -
23 | Baseline Description | 1: Federal standard (manufactured on or after January 28, 2018) compliant commercial ice machine; SOURCES 1: -
24 | Efficient Description | 1: ENERGY STAR ice machine; SOURCES 1: -
25 | Start Year | 1: #REF!; SOURCES 1: -
26 | End Year | 1: #REF!; SOURCES 1: -
27 | Building type assumed for characterization | 1: Small Restaurant; SOURCES 1: -
28 | Units for Costs & Savings Values | bar: SOURCES 1
29 | Efficient kW ¦ MMBtu | bar: SOURCES 1
30 | Baseline kW ¦ MMBtu | bar: SOURCES 1
31 | Full Load Hours | bar: SOURCES 1
32 | kWh ¦ MMBtu Annual Savings | 1: 1737.6694; SOURCES 1: -
33 | % Savings (primary fuel) | 1: 12.82%; SOURCES 1: 3,8
34 | Efficient Equip Cost | bar: SOURCES 1
35 | Baseline Equip Cost | bar: SOURCES 1
36 | Incremental Cost | 1: 304.59; SOURCES 1: -
37 | Incremental Cost per kWh ¦ MMBtu Saved | 1: 0.39885; SOURCES 1: 8
38 | bar: SOURCES 1
39 | SECONDARY END-USE FUEL IMPACTS (MMBtu/kWh), OR Elec Impacts (kWh/MMBtu) | 1: Ice Maker; SOURCES 1: -
40 | Fossil Fuel (or Elec) Savings - increased use is negative (MMBtu/yr ¦ kWh/yr) | 1: 0; SOURCES 1: -
41 | Annual Fossil Fuel (or Elec) Savings per Elec (or FF) Savings - increased is negative (MMBtu/kWh ¦ kWh/MMBtu saved) | 1: 0; SOURCES 1: -
42 | bar: SOURCES 1
43 | EARLY-RETIREMENT RETROFIT MEASURE INPUTS | bar: SOURCES 1
44 | Baseline Equip. Life | 1: 0; SOURCES 1: -
45 | Baseline Equip. Age | 1: 0; SOURCES 1: -
46 | Baseline Cost | bar: SOURCES 1
47 | Baseline Cost per kWh ¦ MMBtu saved | 1: 0; SOURCES 1: -
48 | Baseline shift savings factor (for RET) | 1: 0; SOURCES 1: -
49 | bar: SOURCES 1
50 | O&M INPUTS | bar: SOURCES 1
51 | Efficient Component 1 (description) | bar: SOURCES 1
52 | Eff Component 1 Life (years) | bar: SOURCES 1
53 | Eff Component 1 Replacement Cost | bar: SOURCES 1
54 | Eff Component 1 Replacement Cost per kWh ¦ MMBtu saved | bar: SOURCES 1
55 | Efficient Component 2 (description) | bar: SOURCES 1
56 | Eff Component 2 Life (years) | bar: SOURCES 1
57 | Eff Component 2 Replacement Cost | bar: SOURCES 1
58 | Eff Component 2 Replacement Cost per kWh ¦ MMBtu saved | bar: SOURCES 1
59 | Baseline Component 1 (description) | bar: SOURCES 1
60 | Baseline Component 1 Life (years) | bar: SOURCES 1
61 | Baseline Component 1 Replacement Cost | bar: SOURCES 1
62 | Baseline Component 1 Replacement Cost per kWh ¦ MMBtu saved | bar: SOURCES 1
63 | Baseline Component 2 (description) | bar: SOURCES 1
64 | Baseline Component 2 Life (years) | bar: SOURCES 1
65 | Baseline Component 2 Replacement Cost | bar: SOURCES 1
66 | Baseline Component 2 Replacement Cost per kWh ¦ MMBtu saved | bar: SOURCES 1
67 | O&M Annual Levelized Cost ($/kWh ¦ $/MMBtu) | bar: SOURCES 1
68 | bar: SOURCES 1
69 | Water INPUTS | bar: SOURCES 1
70 | Water (gal/yr) | 1: 0; SOURCES 1: -
71 | Water [gal/yr per kWh ¦ MMBtu saved] | 1: 0; SOURCES 1: -
ΔkWH = [(kWhbase – kWhee) / 100] * (DC * H) * 365.25
CALCULATIONS
| INPUTS/VARIABLES | 1: VALUE; 2: SOURCE; 3: DESCRIPTION
| Measure life | 1: 15; 2: IL TRM V12 pg. 155-158
| Incremental cost | 1: 304.59; 2: IL TRM V12 pg. 155-158
| CF | 1: 1; 2: IL TRM V12 pg. 155-158
| kWhbase | 1: Table; 2: IL TRM V12 pg. 155-158; 3: Maximum kWh consumption per 100 pounds of ice for the baseline equipment
| kWhee | 1: Table; 2: IL TRM V12 pg. 155-158; 3: Maximum kWh consumption per 100 pounds of ice for the efficient equipment
| DC | 1: 0.57; 2: IL TRM V12 pg. 155-158; 3: Duty Cycle of the ice machine
| H | 1: Actual; 2: IL TRM V12 pg. 155-158; 3: Harvest Rate (pounds of ice made per day)
| Hours | 1: 8766; 2: IL TRM V12 pg. 155-158; 3: Annual operating hours
| Energy Consumption of Air-Cooled Batch-Type Ice Makers | Ice Maker Type | Applicable Ice Harvest Rate Range | kWhbase | kWhESTAR | H | kWhbase | kWhESTAR | delkWh | delkW | % Savings | Incremental Cost | Incremental Cost/kWh | Weighting
|  | IMH | H < 300 | 10-0.01233H | ≤ 9.20 - 0.01134H | 250 | 6.9175 | 6.365 | 287.5659 | 0.057552 | 7.987% | 304.59 | 1.0592 | 0.058824
|  |  | 300 <= H < 800 | 7.05-0.0025H | ≤ 6.49 - 0.0023H | 550 | 5.675 | 5.225 | 515.2764 | 0.10312 | 7.93% | 304.59 | 0.59112 | 0.058824
|  |  | 800 <= H <1500 | 5.55-0.00063H | ≤ 5.11 - 0.00058H | 1150 | 4.8255 | 4.443 | 915.7868 | 0.18328 | 7.927% | 304.59 | 0.3326 | 0.058824
|  |  | 1500 <= H <=4000 | 4.61 | <= 4.24 | 2750 | 4.61 | 4.24 | 2118.3587 | 0.42396 | 8.026% | 304.59 | 0.14379 | 0.058824
|  | RCU | H < 988 | 7.97-0.00342H | ≤ 7.17 – 0.00308H | 750 | 5.405 | 4.86 | 850.9868 | 0.17031 | 10.08% | 304.59 | 0.35793 | 0.058824
|  |  | 988 <= H <=4000 | 4.59 | <= 4.13 | 2500 | 4.59 | 4.13 | 2394.2137 | 0.47917 | 10.02% | 304.59 | 0.12722 | 0.058824
|  | SCU | H < 110 | 14.79-0.0469H | ≤ 12.57 - 0.0399H | 100 | 10.1 | 8.58 | 316.4526 | 0.063333 | 15.05% | 304.59 | 0.96251 | 0.058824
|  |  | 110 <= H <200 | 12.42-0.02533H | ≤ 10.56 - 0.0215H | 155 | 8.4939 | 7.2275 | 408.6491 | 0.081785 | 14.91% | 304.59 | 0.74536 | 0.058824
|  |  | 200 <= H <=4000 | 7.35 | <= 6.25 | 2100 | 7.35 | 6.25 | 4809.2467 | 0.9625 | 14.97% | 304.59 | 0.063334 | 0.058824
| Energy Consumption of Air-Cooled Continuous-Type Ice Makers | IMH | H < 310 | 9.19-0.00629H | ≤ 7.90 – 0.005409H | 250 | 7.6175 | 6.5478 | 556.7848 | 0.11143 | 14.04% | 304.59 | 0.54705 | 0.058824
|  |  | 310 <= H <820 | 8.23-0.0032H | ≤ 7.08 – 0.002752H | 550 | 6.47 | 5.5664 | 1034.6751 | 0.20708 | 13.97% | 304.59 | 0.29438 | 0.058824
|  |  | 820 <= H <=4000 | 5.61 | <= 4.82 | 2500 | 5.61 | 4.82 | 4111.8019 | 0.82292 | 14.08% | 304.59 | 0.074077 | 0.058824
|  | RCU | H < 800 | 9.7-0.0058H | ≤ 7.76 – 0.00464H | 750 | 5.35 | 4.28 | 1670.7448 | 0.33438 | 20% | 304.59 | 0.18231 | 0.058824
|  |  | 800 <= H <=4000 | 5.06 | <= 4.05 | 2400 | 5.06 | 4.05 | 5046.5862 | 1.01 | 19.96% | 304.59 | 0.060356 | 0.058824
|  | SCU | H < 200 | 14.22-0.03H | ≤ 12.37 – 0.0261H | 150 | 9.72 | 8.455 | 395.0453 | 0.079063 | 13.01% | 304.59 | 0.77103 | 0.058824
|  |  | 200 <= H <700 | 9.47-0.00624H | ≤ 8.24 – 0.005429H | 450 | 6.662 | 5.797 | 810.4361 | 0.1622 | 12.98% | 304.59 | 0.37583 | 0.058824
|  |  | 700 <= H <=4000 | 5.1 | <= 4.44 | 2400 | 5.1 | 4.44 | 3297.7692 | 0.66 | 12.94% | 304.59 | 0.092362 | 0.058824
| WEIGHTED AVERAGE | 8: 1737.6694; 9: 0.34777; 10: 0.12817; SOURCES 1: 304.59; SOURCES 2: 0.39885
Note on C112: [Threaded comment] Your version of Excel allows you to read this threaded comment; however, any edits to it will get removed if the file is opened in a newer version of Excel. Learn more: https://go.microsoft.com/fwlink/?linkid=870924 Comment: IL TRM specific value
Note on C115: [Threaded comment] Your version of Excel allows you to read this threaded comment; however, any edits to it will get removed if the file is opened in a newer version of Excel. Learn more: https://go.microsoft.com/fwlink/?linkid=870924 Comment: Region agnostic value: 3Duty cycle varies considerably from one installation to the next. TRM assumptions from Vermont, Wisconsin, and New York vary from 40 to 57%, whereas the ENERGY STAR Commercial Ice Machine Savings Calculator assumes a value of 75%. A field study of eight ice machines in California indicated an average duty cycle of 57% (“A Field Study to Characterize Water and Energy Use of Commercial Ice-Cube Machines and Quantify Saving Potential”, Food Service Technology Center, December 2007). Furthermore, a report prepared by ACEEE assumed a value of 40% (Nadel, S., Packaged Commercial Refrigeration Equipment: A Briefing Report for Program Planners and Implementers, ACEEE, December 2002). The value of 57% was utilized since it appears to represent a high quality data source

## CI ES Refr Bev Vending Machine
| MEASURE GROUP DEFINITION |  |  |  | REGION | #REF!
| INPUT CELLS | CALCULATED CELLS
| MEASURE NAME | [10 empty] | TAB NAMING LOOKUPS (DEFINED BY OVERALL PROJECT, NOT SPECIFIC MEASURE)
| Short Name (Same as Tab Name!) | Long Name | Sector (full name) | Life | Life Source | [6 empty] | Fuel Type
| CI ES Refr Bev Vending Machine | ENERGY STAR Refrigerated Vending Machine | C&I | 14 | IL TRM V12 | [6 empty] | Fuel | Electric | Gas | Oil | Propane
[12 empty] | Abbreviation | E | G | O | P
| TAB BREAKOUT |  |  |  |  | [PULL FORMULA DOWN] | [PULL FORMULA DOWN]
# | Primary Fuel | Secondary Fuel (blank OK) | End Use | Market (RET or MD) | Custom Field (blank OK) | Fuel Abbreviations | End Use Abbr. | UNIQUE MEASURE NAME | Long Name |  |  | Sector
1 | Electric |  | Refrigeration | MD |  | E | Refr | CI ES Refr Bev Vending Machine_CI, E - Refr (MD) | ENERGY STAR Refrigerated Vending Machine |  |  | Sector | Residential | C&I
2 | [11 empty] | Abbreviation | Res | CI
3
4 | [11 empty] | Market
5 | [11 empty] | Market | Retrofit | Market-Driven
6 | [11 empty] | Abbreviation | RET | MD
7
8 | [11 empty] | Building Types
9 | [11 empty] | Building Types | Single Family | Multifamily | LI Single Family | LI Multifamily | Small Education - College/University | Small Education - Other | Small Grocery | Small Health - Hospital | Small Health - Other | Small Industrial Manufacturing | Small Institutional/Public Service | Small Lodging | Small Miscellaneous/Other | Small Office | Small Restaurant | Small Retail | Small Warehouse | Large Education - College/University | Large Education - Other | Large Grocery | Large Health - Hospital | Large Health - Other | Large Industrial Manufacturing | Large Institutional/Public Service | Large Lodging | Large Miscellaneous/Other | Large Office | Large Restaurant | Large Retail | Large Warehouse
10
End Use
[12 empty] | End Use | Appliances | Cooking | Cooling | Exterior Lighting | Interior Lighting | Other | Plug Loads | Refrigeration | Space Heating | Ventilation | Water Heating | Drives | Motors and VFDs | Compressed Air Systems | Process Cooling and Refrigeration | Process Heating | Total Electric | Total Gas
[12 empty] | Abbreviation | Appl | Cook | Cool | ExtL | IntL | Oth | Plug | Refr | Heat | Vent | HWat | Driv | Motr | CAS | PrC | PrH | TotE | TotG
KEY FOR MEASURE DATA ROWS
CALCULATED FIELD
ENTER MANUALLY OR FORMULAICALLY FROM CALCULATIONS SECTION
MEASURE DATA
SOURCES
| GENERAL ('Measures' Sheet) INPUTS | 1 | 2 | 3 | 4 | 5 | 6 | 7 | 8 | 9 | 10 | 1 | 2 | 3 | 4 | 5 | 6 | 7 | 8 | 9 | 10
1 | Measure Name | 1: CI ES Refr Bev Vending Machine_CI, E - Refr (MD); SOURCES 1: CI ES Refr Bev Vending Machine_CI, E - Refr (MD)
2 | Measure Long Name | 1: ENERGY STAR Refrigerated Vending Machine; SOURCES 1: -
3 | Parent Measure Name | 1: CI ES Refr Bev Vending Machine_CI, E - Refr (MD); SOURCES 1: -
4 | Parent Measure Long Name | 1: ENERGY STAR Refrigerated Vending Machine; SOURCES 1: -
5 | Sector | 1: C&I; SOURCES 1: -
6 | Description | 1: ENERGY STAR qualified new and rebuilt vending machines incorporate more efficient compressors, fan motors, and lighting systems as well as low power mode option that allows the machine to be placed in low-energy lighting and/or low-energy refrigeration states during times of inactivity.; SOURCES 1: -
7 | Life | 1: 14; SOURCES 1: -
8 | Exist. Life | bar: SOURCES 1
9 | Primary Fuel | bar: 1 to SOURCES 1
10 | Secondary Fuel | bar: 1 to SOURCES 1
11 | Primary Fuel End Use | 1: Refrigeration; SOURCES 1: -
12 | Secondary Fuel End Use | bar: SOURCES 1
13 | Elec Load Shape | bar: SOURCES 1
14 | Fuel Switch (Y/N) | bar: SOURCES 1
15 | Waste Heat Adjust. (Y/N) | bar: SOURCES 1
16 | Depends On | bar: SOURCES 1
17 | Links With | bar: SOURCES 1
18 | Mutual Exclusivity | bar: SOURCES 1
19 | bar: SOURCES 1
20 | GENERAL ('MeasChars' Sheet) INPUTS | 1: ENERGY STAR Refrigerated Vending Machine; SOURCES 1: -
21 | Mkt (MD or RET) | bar: 1 to SOURCES 1
22 | Target Markets (NC, RENO, REPL, RET) | 1: #REF!; SOURCES 1: -
23 | Baseline Description | 1: Standard unit vending machine; SOURCES 1: -
24 | Efficient Description | 1: Refrigerated vending machine can be new or rebuilt but must meet the ENERGY STAR specifications which include low power mode.; SOURCES 1: -
25 | Start Year | 1: #REF!; SOURCES 1: -
26 | End Year | 1: #REF!; SOURCES 1: -
27 | Building type assumed for characterization | 1: Large Grocery; SOURCES 1: -
28 | Units for Costs & Savings Values | bar: SOURCES 1
29 | Efficient kW ¦ MMBtu | bar: SOURCES 1
30 | Baseline kW ¦ MMBtu | bar: SOURCES 1
31 | Full Load Hours | bar: SOURCES 1
32 | kWh ¦ MMBtu Annual Savings | 1: 124.8113; SOURCES 1: -
33 | % Savings (primary fuel) | 1: 9.5%; SOURCES 1: 3
34 | Efficient Equip Cost | bar: SOURCES 1
35 | Baseline Equip Cost | bar: SOURCES 1
36 | Incremental Cost | 1: 500; SOURCES 1: -
37 | Incremental Cost per kWh ¦ MMBtu Saved | 1: 0.24962; SOURCES 1: 42
38 | bar: SOURCES 1
39 | SECONDARY END-USE FUEL IMPACTS (MMBtu/kWh), OR Elec Impacts (kWh/MMBtu) | 1: ENERGY STAR Refrigerated Vending Machine; SOURCES 1: -
40 | Fossil Fuel (or Elec) Savings - increased use is negative (MMBtu/yr ¦ kWh/yr) | 1: 0; SOURCES 1: -
41 | Annual Fossil Fuel (or Elec) Savings per Elec (or FF) Savings - increased is negative (MMBtu/kWh ¦ kWh/MMBtu saved) | 1: 0; SOURCES 1: -
42 | bar: SOURCES 1
43 | EARLY-RETIREMENT RETROFIT MEASURE INPUTS | bar: SOURCES 1
44 | Baseline Equip. Life | 1: 0; SOURCES 1: -
45 | Baseline Equip. Age | 1: 0; SOURCES 1: -
46 | Baseline Cost | bar: SOURCES 1
47 | Baseline Cost per kWh ¦ MMBtu saved | 1: 0; SOURCES 1: -
48 | Baseline shift savings factor (for RET) | 1: 0; SOURCES 1: -
49 | bar: SOURCES 1
50 | O&M INPUTS | bar: SOURCES 1
51 | Efficient Component 1 (description) | bar: SOURCES 1
52 | Eff Component 1 Life (years) | bar: SOURCES 1
53 | Eff Component 1 Replacement Cost | bar: SOURCES 1
54 | Eff Component 1 Replacement Cost per kWh ¦ MMBtu saved | bar: SOURCES 1
55 | Efficient Component 2 (description) | bar: SOURCES 1
56 | Eff Component 2 Life (years) | bar: SOURCES 1
57 | Eff Component 2 Replacement Cost | bar: SOURCES 1
58 | Eff Component 2 Replacement Cost per kWh ¦ MMBtu saved | bar: SOURCES 1
59 | Baseline Component 1 (description) | bar: SOURCES 1
60 | Baseline Component 1 Life (years) | bar: SOURCES 1
61 | Baseline Component 1 Replacement Cost | bar: SOURCES 1
62 | Baseline Component 1 Replacement Cost per kWh ¦ MMBtu saved | bar: SOURCES 1
63 | Baseline Component 2 (description) | bar: SOURCES 1
64 | Baseline Component 2 Life (years) | bar: SOURCES 1
65 | Baseline Component 2 Replacement Cost | bar: SOURCES 1
66 | Baseline Component 2 Replacement Cost per kWh ¦ MMBtu saved | bar: SOURCES 1
67 | O&M Annual Levelized Cost ($/kWh ¦ $/MMBtu) | bar: SOURCES 1
68 | bar: SOURCES 1
69 | Water INPUTS | bar: SOURCES 1
70 | Water (gal/yr) | 1: 0; SOURCES 1: -
71 | Water [gal/yr per kWh ¦ MMBtu saved] | 1: 0; SOURCES 1: -
∆kWh = (MDECBaseline – MDEC Efficient) * Days
CALCULATIONS
| INPUTS/VARIABLES | 1: VALUE; 2: SOURCE; 3: DESCRIPTION
| Measure life | 1: 14; 2: IL TRM V12 pg. 806-808
| Incremental cost | 1: 500; 2: IL TRM V12 pg. 806-808
| Mdecbase | 1: Table; 2: IL TRM V12 pg. 806-808; 3: Maximum Daily Energy Consumption calculated using the equation from the table below, specific for the baseline equipment class and the volume range
| Mdecee | 1: Table; 2: IL TRM V12 pg. 806-808; 3: Maximum Daily Energy Consumption calculated using the equation from the table below, specific for the ENERGY STAR Specification 4.0 equipment class and the volume range
| Days | 1: 365; 2: IL TRM V12 pg. 806-808
| Product Class | 1: Volume (cu. Ft.); 2: Assumed V; 3: Mdecbase equation; 4: Mdecee equation; 5: Mdecbase; 6: Mdecee
| Class A | 1: 11.5-38.5; 2: 25; 3: 0.052*V+2.43; 4: 0.04836*V+2.2599; 5: 3.73; 6: 3.4689
| Class B | 1: 21.8-30.5; 2: 26.15; 3: 0.052*V+2.2; 4: 0.04576*V+1.936; 5: 3.5598; 6: 3.1326
| Combination A | 1: 9.7-16; 2: 12.85; 3: 0.086*V+2.66; 4: 0.07998*V+2.4738; 5: 3.7651; 6: 3.5015
| Combination B | 1: N/A; 2: 12.85; 3: 0.111*V+2.04; 4: 0.09768*V+1.7952; 5: 3.4664; 6: 3.0504
Submeasure aggregation
| Product Class | 1: delkWh; 2: Peak kW; 3: % Savings; 4: Incremental Cost; 5: Incremental Cost/kWh; 6: Weighting
| Class A | 1: 95.3015; 3: 7%; 5: 0.1906; 6: 0.25
| Class B | 1: 155.9192; 3: 12%; 5: 0.31184; 6: 0.25
| Combination A | 1: 96.1983; 3: 7%; 5: 0.1924; 6: 0.25
| Combination B | 1: 151.8261; 3: 12%; 5: 0.30365; 6: 0.25
| WEIGHTED AVERAGE | 1: 124.8113; 2: 0; 3: 0.095; 4: 0; 5: 0.24962
Note on D121: [Threaded comment] Your version of Excel allows you to read this threaded comment; however, any edits to it will get removed if the file is opened in a newer version of Excel. Learn more: https://go.microsoft.com/fwlink/?linkid=870924 Comment: Assuming to be equal to Combination A

## CI ES Refrigerator
| MEASURE GROUP DEFINITION |  |  |  | REGION | #REF!
| INPUT CELLS | CALCULATED CELLS
| MEASURE NAME | [10 empty] | TAB NAMING LOOKUPS (DEFINED BY OVERALL PROJECT, NOT SPECIFIC MEASURE)
| Short Name (Same as Tab Name!) | Long Name | Sector (full name) | Life | Life Source | [6 empty] | Fuel Type
| CI ES Refrigerator | Energy Star Refrigerators and Freezers | C&I | 15 | HI TRM 2023 | [6 empty] | Fuel | Electric | Gas | Oil | Propane
[12 empty] | Abbreviation | E | G | O | P
| TAB BREAKOUT |  |  |  |  | [PULL FORMULA DOWN] | [PULL FORMULA DOWN]
# | Primary Fuel | Secondary Fuel (blank OK) | End Use | Market (RET or MD) | Custom Field (blank OK) | Fuel Abbreviations | End Use Abbr. | UNIQUE MEASURE NAME | Long Name |  |  | Sector
1 | Electric |  | Refrigeration | MD |  | E | Refr | CI ES Refrigerator_CI, E - Refr (MD) | Energy Star Refrigerators and Freezers |  |  | Sector | Residential | C&I
2 | Electric |  | Refrigeration | RET |  | E | Refr | CI ES Refrigerator_CI, E - Refr (RET) | Energy Star Refrigerators and Freezers |  |  | Abbreviation | Res | CI
3
4 | [11 empty] | Market
5 | [11 empty] | Market | Retrofit | Market-Driven
6 | [11 empty] | Abbreviation | RET | MD
7
8 | [11 empty] | Building Types
9 | [11 empty] | Building Types | Single Family | Multifamily | LI Single Family | LI Multifamily | Small Education - College/University | Small Education - Other | Small Grocery | Small Health - Hospital | Small Health - Other | Small Industrial Manufacturing | Small Institutional/Public Service | Small Lodging | Small Miscellaneous/Other | Small Office | Small Restaurant | Small Retail | Small Warehouse | Large Education - College/University | Large Education - Other | Large Grocery | Large Health - Hospital | Large Health - Other | Large Industrial Manufacturing | Large Institutional/Public Service | Large Lodging | Large Miscellaneous/Other | Large Office | Large Restaurant | Large Retail | Large Warehouse
10
End Use
[12 empty] | End Use | Appliances | Cooking | Cooling | Exterior Lighting | Interior Lighting | Other | Plug Loads | Refrigeration | Space Heating | Ventilation | Water Heating | Drives | Motors and VFDs | Compressed Air Systems | Process Cooling and Refrigeration | Process Heating | Total Electric | Total Gas
[12 empty] | Abbreviation | Appl | Cook | Cool | ExtL | IntL | Oth | Plug | Refr | Heat | Vent | HWat | Driv | Motr | CAS | PrC | PrH | TotE | TotG
KEY FOR MEASURE DATA ROWS
CALCULATED FIELD
ENTER MANUALLY OR FORMULAICALLY FROM CALCULATIONS SECTION
MEASURE DATA
SOURCES
| GENERAL ('Measures' Sheet) INPUTS | 1 | 2 | 3 | 4 | 5 | 6 | 7 | 8 | 9 | 10 | 1 | 2 | 3 | 4 | 5 | 6 | 7 | 8 | 9 | 10
1 | Measure Name | 1: CI ES Refrigerator_CI, E - Refr (MD); 2: CI ES Refrigerator_CI, E - Refr (RET); SOURCES 1: CI ES Refrigerator_CI, E - Refr (MD); SOURCES 2: CI ES Refrigerator_CI, E - Refr (RET)
2 | Measure Long Name | 1: Energy Star Refrigerators and Freezers; 2: Energy Star Refrigerators and Freezers; SOURCES 1: -; SOURCES 2: -
3 | Parent Measure Name | 1: CI ES Refrigerator_CI, E - Refr (MD); 2: CI ES Refrigerator_CI, E - Refr (RET); SOURCES 1: -; SOURCES 2: -
4 | Parent Measure Long Name | 1: Energy Star Refrigerators and Freezers; 2: Energy Star Refrigerators and Freezers; SOURCES 1: -; SOURCES 2: -
5 | Sector | 1: C&I; 2: C&I; SOURCES 1: -; SOURCES 2: -
6 | Description | 1: This measure includes the replacement of failed refrigerators or freezers in residential homes, as well as installation of high efficiency refrigerators and freezers in new homes.; 2: This measure includes the replacement of existing refrigerators or freezers in residential homes.; SOURCES 1: -; SOURCES 2: -
7 | Life | 1: 15; 2: 15; SOURCES 1: -; SOURCES 2: -
8 | Exist. Life | bar: SOURCES 1 to SOURCES 2
9 | Primary Fuel | bar: 1 to SOURCES 2
10 | Secondary Fuel | bar: 1 to SOURCES 2
11 | Primary Fuel End Use | 1: Refrigeration; 2: Refrigeration; SOURCES 1: -; SOURCES 2: -
12 | Secondary Fuel End Use | bar: SOURCES 1 to SOURCES 2
13 | Elec Load Shape | bar: SOURCES 1 to SOURCES 2
14 | Fuel Switch (Y/N) | bar: SOURCES 1 to SOURCES 2
15 | Waste Heat Adjust. (Y/N) | bar: SOURCES 1 to SOURCES 2
16 | Depends On | bar: SOURCES 1 to SOURCES 2
17 | Links With | bar: SOURCES 1 to SOURCES 2
18 | Mutual Exclusivity | bar: SOURCES 1 to SOURCES 2
19 | bar: SOURCES 1 to SOURCES 2
20 | GENERAL ('MeasChars' Sheet) INPUTS | 1: Energy Star Refrigerators and Freezers; 2: Energy Star Refrigerators and Freezers; SOURCES 1: -; SOURCES 2: -
21 | Mkt (MD or RET) | 1: MD; 2: RET; SOURCES 1: -; SOURCES 2: -
22 | Target Markets (NC, RENO, REPL, RET) | 1: #REF!; 2: #REF!; SOURCES 1: -; SOURCES 2: -
23 | Baseline Description | 1: Baseline or Failed non-ENERGY STAR refrigerators or freezers; 2: Existing non-ENERGY STAR refrigerators or freezers; SOURCES 1: -; SOURCES 2: -
24 | Efficient Description | 1: ENERGY STAR Refrigerator or Freezer; 2: ENERGY STAR Refrigerator or Freezer; SOURCES 1: -; SOURCES 2: -
25 | Start Year | 1: #REF!; 2: 2024; SOURCES 1: -; SOURCES 2: -
26 | End Year | 1: #REF!; 2: 2027; SOURCES 1: -; SOURCES 2: -
27 | Building type assumed for characterization | 1: Single Family; 2: Single Family; SOURCES 1: -; SOURCES 2: -
28 | Units for Costs & Savings Values | bar: SOURCES 1 to SOURCES 2
29 | Efficient kW ¦ MMBtu | bar: SOURCES 1 to SOURCES 2
30 | Baseline kW ¦ MMBtu | bar: SOURCES 1 to SOURCES 2
31 | Full Load Hours | bar: SOURCES 1 to SOURCES 2
32 | kWh ¦ MMBtu Annual Savings | 1: 41.9966; 2: 41.9966; SOURCES 1: -; SOURCES 2: -
33 | % Savings (primary fuel) | 1: 8.542%; 2: 8.542%; SOURCES 1: 2,8; SOURCES 2: 2,8,12
34 | Efficient Equip Cost | bar: SOURCES 1 to SOURCES 2
35 | Baseline Equip Cost | bar: SOURCES 1 to SOURCES 2
36 | Incremental Cost | 1: 47; 2: 872; SOURCES 1: -; SOURCES 2: -
37 | Incremental Cost per kWh ¦ MMBtu Saved | 1: 1.1673; 2: 20.7636; SOURCES 1: 4; SOURCES 2: 4
38 | bar: SOURCES 1 to SOURCES 2
39 | SECONDARY END-USE FUEL IMPACTS (MMBtu/kWh), OR Elec Impacts (kWh/MMBtu) | 1: Energy Star Refrigerators and Freezers; 2: Energy Star Refrigerators and Freezers; SOURCES 1: -; SOURCES 2: -
40 | Fossil Fuel (or Elec) Savings - increased use is negative (MMBtu/yr ¦ kWh/yr) | bar: SOURCES 1 to SOURCES 2
41 | Annual Fossil Fuel (or Elec) Savings per Elec (or FF) Savings - increased is negative (MMBtu/kWh ¦ kWh/MMBtu saved) | bar: SOURCES 1 to SOURCES 2
42 | bar: SOURCES 1 to SOURCES 2
43 | EARLY-RETIREMENT RETROFIT MEASURE INPUTS | bar: SOURCES 1 to SOURCES 2
44 | Baseline Equip. Life | 2: 15; SOURCES 1: -; SOURCES 2: -
45 | Baseline Equip. Age | 2: 10; SOURCES 1: -; SOURCES 2: -
46 | Baseline Cost | 2: 825; SOURCES 1: -; SOURCES 2: -
47 | Baseline Cost per kWh ¦ MMBtu saved | 2: 19.6444; SOURCES 1: -; SOURCES 2: -
48 | Baseline shift savings factor (for RET) | 2: #REF!; SOURCES 1: -; SOURCES 2: -
49 | bar: SOURCES 1 to SOURCES 2
50 | O&M INPUTS | bar: SOURCES 1 to SOURCES 2
51 | Efficient Component 1 (description) | bar: SOURCES 1 to SOURCES 2
52 | Eff Component 1 Life (years) | bar: SOURCES 1 to SOURCES 2
53 | Eff Component 1 Replacement Cost | bar: SOURCES 1 to SOURCES 2
54 | Eff Component 1 Replacement Cost per kWh ¦ MMBtu saved | bar: SOURCES 1 to SOURCES 2
55 | Efficient Component 2 (description) | bar: SOURCES 1 to SOURCES 2
56 | Eff Component 2 Life (years) | bar: SOURCES 1 to SOURCES 2
57 | Eff Component 2 Replacement Cost | bar: SOURCES 1 to SOURCES 2
58 | Eff Component 2 Replacement Cost per kWh ¦ MMBtu saved | bar: SOURCES 1 to SOURCES 2
59 | Baseline Component 1 (description) | bar: SOURCES 1 to SOURCES 2
60 | Baseline Component 1 Life (years) | bar: SOURCES 1 to SOURCES 2
61 | Baseline Component 1 Replacement Cost | bar: SOURCES 1 to SOURCES 2
62 | Baseline Component 1 Replacement Cost per kWh ¦ MMBtu saved | bar: SOURCES 1 to SOURCES 2
63 | Baseline Component 2 (description) | bar: SOURCES 1 to SOURCES 2
64 | Baseline Component 2 Life (years) | bar: SOURCES 1 to SOURCES 2
65 | Baseline Component 2 Replacement Cost | bar: SOURCES 1 to SOURCES 2
66 | Baseline Component 2 Replacement Cost per kWh ¦ MMBtu saved | bar: SOURCES 1 to SOURCES 2
67 | O&M Annual Levelized Cost ($/kWh ¦ $/MMBtu) | bar: SOURCES 1 to SOURCES 2
68 | bar: SOURCES 1 to SOURCES 2
69 | Water INPUTS | bar: SOURCES 1 to SOURCES 2
70 | Water (gal/yr) | bar: SOURCES 1 to SOURCES 2
71 | Water [gal/yr per kWh ¦ MMBtu saved] | bar: SOURCES 1 to SOURCES 2
CALCULATIONS
| Variable | 1: Value; 2: Source/Notes; 3: Description
| AVR | 1: 25.4; 2: Hawai’i TRM PY2023 V1.0; 3: Adjusted volume of refrigerator
| AVF | 1: 26; 2: Hawai’i TRM PY2023 V1.0; 3: Adjusted volume of freezer
| Fresh volume | 1: Actual; 2: Based on actual unit; 3: Fresh volume of new refrigerator
| Freezer volume | 1: Actual; 2: Based on actual unit; 3: Freezer volume of new refrigerator or freezer
| Wattsbase | 1: Table; 2: Hawai’i TRM PY2023 V1.0; 3: Annual energy usage of baseline unit
| Wattsee | 1: Table; 2: Hawai’i TRM PY2023 V1.0; 3: Annual energy usage of new efficient unit
| PF | 1: 1; 2: See Footnote 5; 3: Persistence factor
| Hours | 1: 8760; 3: Annual operating hours
| CF | 1: 1; 3: Coincidence factor
| Incremental Cost | 1: 47
| Measure Cost | 1: 872
| Measure life | 1: 15
E = a*AV + b.
| Product Category | 2: Federal Standard, Maximum kWh/yr; 5: ENERGY STAR, Maximum kWh/yr
| Refrigerator | Equation Term: | a | b | Wattsbase | a | b | Wattsee | delkWh | delkW | % Savings | Incremental Cost/kWh | Weightage
|  | Manual Defrost w/ and w/o TDD, All Configurations | 6.79 | 193.6 | 366.066 | 6.11 | 174.2 | 333.06 | 33.006 | 0.0037678 | 9.016% | 1.424 | 0.0625
|  | Auto Defrost w/o TDD, Top Freezer and Single Door Refrigerators | 8.07 | 233.7 | 438.678 | 7.26 | 210.3 | 399.06 | 39.618 | 0.0045226 | 9.031% | 1.1863 | 0.0625
|  | Auto Defrost w/o TDD, Side by Side | 8.51 | 297.8 | 513.954 | 7.66 | 268 | 467.16 | 46.794 | 0.0053418 | 9.105% | 1.0044 | 0.0625
|  | Auto Defrost w/o TDD, Bottom Freezer | 8.85 | 317 | 541.79 | 7.97 | 285.3 | 492.52 | 49.27 | 0.0056244 | 9.094% | 0.95393 | 0.0625
|  | Auto Defrost w/ TDD, Bottom Freezer | 9.25 | 475.4 | 710.35 | 8.33 | 436.3 | 652.88 | 57.47 | 0.0065605 | 8.09% | 0.81782 | 0.0625
|  | Auto Defrost w/ TDD, Top Freezer | 8.4 | 385.4 | 598.76 | 7.56 | 355.3 | 551.86 | 46.9 | 0.0053539 | 7.833% | 1.0021 | 0.0625
|  | Auto Defrost w/ TDD, Side by Side | 8.54 | 432.8 | 649.716 | 7.69 | 397.9 | 597.84 | 51.876 | 0.0059219 | 7.984% | 0.90601 | 0.0625
|  | "Average" Refrigerator | 8.34 | 333.7 | 545.536 | 7.51 | 303.9 | 499.16 | 46.376 | 0.0052941 | 8.501% | 1.0135 | 0.0625
| Freezer | Upright Freezers, Manual Defrost | 5.57 | 193.7 | 335.178 | 5.01 | 174.3 | 304.56 | 30.618 | 0.0034952 | 9.135% | 1.535 | 0.0625
|  | Upright Freezers, Auto Defrost, w/o Auto Icemaker | 8.62 | 228.3 | 447.248 | 7.76 | 205.5 | 407.26 | 39.988 | 0.0045648 | 8.941% | 1.1754 | 0.0625
|  | Upright Freezers, Auto Defrost, w/ Auto Icemaker | 8.62 | 312.3 | 531.248 | 7.76 | 289.5 | 491.26 | 39.988 | 0.0045648 | 7.527% | 1.1754 | 0.0625
|  | Built-in Freezers, Auto Defrost, w/o Auto Icemaker | 9.86 | 260.9 | 511.344 | 8.87 | 234.8 | 465.42 | 45.924 | 0.0052425 | 8.981% | 1.0234 | 0.0625
|  | Built-in Freezers, Auto Defrost, w/ Auto Icemaker | 9.86 | 344.9 | 595.344 | 8.87 | 318.8 | 549.42 | 45.924 | 0.0052425 | 7.714% | 1.0234 | 0.0625
|  | Chest Freezers and All Other Freezers, except Compact Freezers | 7.29 | 107.8 | 292.966 | 6.56 | 97 | 267.56 | 25.406 | 0.0029002 | 8.672% | 1.85 | 0.0625
|  | Chest Freezers with Auto Defrost | 10.24 | 148.1 | 408.196 | 9.22 | 133.3 | 373.02 | 35.176 | 0.0040155 | 8.617% | 1.3361 | 0.0625
|  | "Average" Freezer | 8.58 | 228 | 445.932 | 7.72 | 207.6 | 408.32 | 37.612 | 0.0042936 | 8.434% | 1.2496 | 0.0625
| WEIGHTED AVERAGE | 8: 41.9966; 9: 0.0047941; 10: 0.085423; SOURCES 1: 1.1673
| E = a*AV + b. | 2: same as federal standards, since current standards are from 2014. Applying 2/3'd rule on EUL for age of baseline and deriving a proxy standard
| Product Category | 2: RET Baseline Standard, Maximum kWh/yr; 5: ENERGY STAR, Maximum kWh/yr
| Refrigerator | Equation Term: | a | b | Wattsbase | a | b | Wattsee | delkWh | delkW | % Savings | Incremental Cost/kWh | Weightage
|  | Manual Defrost w/ and w/o TDD, All Configurations | 6.79 | 193.6 | 366.066 | 6.11 | 174.2 | 333.06 | 33.006 | 0.0037678 | 9.016% | 1.424 | 0.0625
|  | Auto Defrost w/o TDD, Top Freezer and Single Door Refrigerators | 8.07 | 233.7 | 438.678 | 7.26 | 210.3 | 399.06 | 39.618 | 0.0045226 | 9.031% | 1.1863 | 0.0625
|  | Auto Defrost w/o TDD, Side by Side | 8.51 | 297.8 | 513.954 | 7.66 | 268 | 467.16 | 46.794 | 0.0053418 | 9.105% | 1.0044 | 0.0625
|  | Auto Defrost w/o TDD, Bottom Freezer | 8.85 | 317 | 541.79 | 7.97 | 285.3 | 492.52 | 49.27 | 0.0056244 | 9.094% | 0.95393 | 0.0625
|  | Auto Defrost w/ TDD, Bottom Freezer | 9.25 | 475.4 | 710.35 | 8.33 | 436.3 | 652.88 | 57.47 | 0.0065605 | 8.09% | 0.81782 | 0.0625
|  | Auto Defrost w/ TDD, Top Freezer | 8.4 | 385.4 | 598.76 | 7.56 | 355.3 | 551.86 | 46.9 | 0.0053539 | 7.833% | 1.0021 | 0.0625
|  | Auto Defrost w/ TDD, Side by Side | 8.54 | 432.8 | 649.716 | 7.69 | 397.9 | 597.84 | 51.876 | 0.0059219 | 7.984% | 0.90601 | 0.0625
|  | "Average" Refrigerator | 8.34 | 333.7 | 545.536 | 7.51 | 303.9 | 499.16 | 46.376 | 0.0052941 | 8.501% | 1.0135 | 0.0625
| Freezer | Upright Freezers, Manual Defrost | 5.57 | 193.7 | 335.178 | 5.01 | 174.3 | 304.56 | 30.618 | 0.0034952 | 9.135% | 1.535 | 0.0625
|  | Upright Freezers, Auto Defrost, w/o Auto Icemaker | 8.62 | 228.3 | 447.248 | 7.76 | 205.5 | 407.26 | 39.988 | 0.0045648 | 8.941% | 1.1754 | 0.0625
|  | Upright Freezers, Auto Defrost, w/ Auto Icemaker | 8.62 | 312.3 | 531.248 | 7.76 | 289.5 | 491.26 | 39.988 | 0.0045648 | 7.527% | 1.1754 | 0.0625
|  | Built-in Freezers, Auto Defrost, w/o Auto Icemaker | 9.86 | 260.9 | 511.344 | 8.87 | 234.8 | 465.42 | 45.924 | 0.0052425 | 8.981% | 1.0234 | 0.0625
|  | Built-in Freezers, Auto Defrost, w/ Auto Icemaker | 9.86 | 344.9 | 595.344 | 8.87 | 318.8 | 549.42 | 45.924 | 0.0052425 | 7.714% | 1.0234 | 0.0625
|  | Chest Freezers and All Other Freezers, except Compact Freezers | 7.29 | 107.8 | 292.966 | 6.56 | 97 | 267.56 | 25.406 | 0.0029002 | 8.672% | 1.85 | 0.0625
|  | Chest Freezers with Auto Defrost | 10.24 | 148.1 | 408.196 | 9.22 | 133.3 | 373.02 | 35.176 | 0.0040155 | 8.617% | 1.3361 | 0.0625
|  | "Average" Freezer | 8.58 | 228 | 445.932 | 7.72 | 207.6 | 408.32 | 37.612 | 0.0042936 | 8.434% | 1.2496 | 0.0625
| WEIGHTED AVERAGE | 8: 41.9966; 9: 0.0047941; 10: 0.085423; SOURCES 1: 1.1673

## CI ES Refrigerator Res Style
| MEASURE GROUP DEFINITION |  |  |  | REGION | #REF!
| INPUT CELLS | CALCULATED CELLS
| MEASURE NAME | [10 empty] | TAB NAMING LOOKUPS (DEFINED BY OVERALL PROJECT, NOT SPECIFIC MEASURE)
| Short Name (Same as Tab Name!) | Long Name | Sector (full name) | Life | Life Source | [6 empty] | Fuel Type
| CI ES Refrigerator Res Style | Energy Star Refrigerators and Freezers | C&I | 15 | HI TRM 2023 | [6 empty] | Fuel | Electric | Gas | Oil | Propane
[12 empty] | Abbreviation | E | G | O | P
| TAB BREAKOUT |  |  |  |  | [PULL FORMULA DOWN] | [PULL FORMULA DOWN]
# | Primary Fuel | Secondary Fuel (blank OK) | End Use | Market (RET or MD) | Custom Field (blank OK) | Fuel Abbreviations | End Use Abbr. | UNIQUE MEASURE NAME | Long Name |  |  | Sector
1 | Electric |  | Refrigeration | MD |  | E | Refr | CI ES Refrigerator Res Style_CI, E - Refr (MD) | Energy Star Refrigerators and Freezers |  |  | Sector | Residential | C&I
2 | Electric |  | Refrigeration | RET |  | E | Refr | CI ES Refrigerator Res Style_CI, E - Refr (RET) | Energy Star Refrigerators and Freezers |  |  | Abbreviation | Res | CI
3
4 | [11 empty] | Market
5 | [11 empty] | Market | Retrofit | Market-Driven
6 | [11 empty] | Abbreviation | RET | MD
7
8 | [11 empty] | Building Types
9 | [11 empty] | Building Types | Single Family | Multifamily | LI Single Family | LI Multifamily | Small Education - College/University | Small Education - Other | Small Grocery | Small Health - Hospital | Small Health - Other | Small Industrial Manufacturing | Small Institutional/Public Service | Small Lodging | Small Miscellaneous/Other | Small Office | Small Restaurant | Small Retail | Small Warehouse | Large Education - College/University | Large Education - Other | Large Grocery | Large Health - Hospital | Large Health - Other | Large Industrial Manufacturing | Large Institutional/Public Service | Large Lodging | Large Miscellaneous/Other | Large Office | Large Restaurant | Large Retail | Large Warehouse
10
End Use
[12 empty] | End Use | Appliances | Cooking | Cooling | Exterior Lighting | Interior Lighting | Other | Plug Loads | Refrigeration | Space Heating | Ventilation | Water Heating | Drives | Motors and VFDs | Compressed Air Systems | Process Cooling and Refrigeration | Process Heating | Total Electric | Total Gas
[12 empty] | Abbreviation | Appl | Cook | Cool | ExtL | IntL | Oth | Plug | Refr | Heat | Vent | HWat | Driv | Motr | CAS | PrC | PrH | TotE | TotG
KEY FOR MEASURE DATA ROWS
CALCULATED FIELD
ENTER MANUALLY OR FORMULAICALLY FROM CALCULATIONS SECTION
MEASURE DATA
SOURCES
| GENERAL ('Measures' Sheet) INPUTS | 1 | 2 | 3 | 4 | 5 | 6 | 7 | 8 | 9 | 10 | 1 | 2 | 3 | 4 | 5 | 6 | 7 | 8 | 9 | 10
1 | Measure Name | 1: CI ES Refrigerator Res Style_CI, E - Refr (MD); 2: CI ES Refrigerator Res Style_CI, E - Refr (RET); SOURCES 1: CI ES Refrigerator Res Style_CI, E - Refr (MD); SOURCES 2: CI ES Refrigerator Res Style_CI, E - Refr (RET)
2 | Measure Long Name | 1: Energy Star Refrigerators and Freezers; 2: Energy Star Refrigerators and Freezers; SOURCES 1: -; SOURCES 2: -
3 | Parent Measure Name | 1: CI ES Refrigerator Res Style_CI, E - Refr (MD); 2: CI ES Refrigerator Res Style_CI, E - Refr (RET); SOURCES 1: -; SOURCES 2: -
4 | Parent Measure Long Name | 1: Energy Star Refrigerators and Freezers; 2: Energy Star Refrigerators and Freezers; SOURCES 1: -; SOURCES 2: -
5 | Sector | 1: C&I; 2: C&I; SOURCES 1: -; SOURCES 2: -
6 | Description | 1: This measure includes the replacement of failed refrigerators or freezers in residential homes, as well as installation of high efficiency refrigerators and freezers in new homes.; 2: This measure includes the replacement of existing refrigerators or freezers in residential homes.; SOURCES 1: -; SOURCES 2: -
7 | Life | 1: 15; 2: 15; SOURCES 1: -; SOURCES 2: -
8 | Exist. Life | bar: SOURCES 1 to SOURCES 2
9 | Primary Fuel | bar: 1 to SOURCES 2
10 | Secondary Fuel | bar: 1 to SOURCES 2
11 | Primary Fuel End Use | 1: Refrigeration; 2: Refrigeration; SOURCES 1: -; SOURCES 2: -
12 | Secondary Fuel End Use | bar: SOURCES 1 to SOURCES 2
13 | Elec Load Shape | bar: SOURCES 1 to SOURCES 2
14 | Fuel Switch (Y/N) | bar: SOURCES 1 to SOURCES 2
15 | Waste Heat Adjust. (Y/N) | bar: SOURCES 1 to SOURCES 2
16 | Depends On | bar: SOURCES 1 to SOURCES 2
17 | Links With | bar: SOURCES 1 to SOURCES 2
18 | Mutual Exclusivity | bar: SOURCES 1 to SOURCES 2
19 | bar: SOURCES 1 to SOURCES 2
20 | GENERAL ('MeasChars' Sheet) INPUTS | 1: Energy Star Refrigerators and Freezers; 2: Energy Star Refrigerators and Freezers; SOURCES 1: -; SOURCES 2: -
21 | Mkt (MD or RET) | 1: MD; 2: RET; SOURCES 1: -; SOURCES 2: -
22 | Target Markets (NC, RENO, REPL, RET) | 1: #REF!; 2: #REF!; SOURCES 1: -; SOURCES 2: -
23 | Baseline Description | 1: Baseline or Failed non-ENERGY STAR refrigerators or freezers; 2: Existing non-ENERGY STAR refrigerators or freezers; SOURCES 1: -; SOURCES 2: -
24 | Efficient Description | 1: ENERGY STAR Refrigerator or Freezer; 2: ENERGY STAR Refrigerator or Freezer; SOURCES 1: -; SOURCES 2: -
25 | Start Year | 1: #REF!; 2: 2024; SOURCES 1: -; SOURCES 2: -
26 | End Year | 1: #REF!; 2: 2027; SOURCES 1: -; SOURCES 2: -
27 | Building type assumed for characterization | 1: Single Family; 2: Single Family; SOURCES 1: -; SOURCES 2: -
28 | Units for Costs & Savings Values | bar: SOURCES 1 to SOURCES 2
29 | Efficient kW ¦ MMBtu | bar: SOURCES 1 to SOURCES 2
30 | Baseline kW ¦ MMBtu | bar: SOURCES 1 to SOURCES 2
31 | Full Load Hours | bar: SOURCES 1 to SOURCES 2
32 | kWh ¦ MMBtu Annual Savings | 1: 41.9966; 2: 41.9966; SOURCES 1: -; SOURCES 2: -
33 | % Savings (primary fuel) | 1: 8.542%; 2: 8.542%; SOURCES 1: 2,8; SOURCES 2: 2,8,12
34 | Efficient Equip Cost | bar: SOURCES 1 to SOURCES 2
35 | Baseline Equip Cost | bar: SOURCES 1 to SOURCES 2
36 | Incremental Cost | 1: 47; 2: 872; SOURCES 1: -; SOURCES 2: -
37 | Incremental Cost per kWh ¦ MMBtu Saved | 1: 1.1673; 2: 20.7636; SOURCES 1: 4; SOURCES 2: 4
38 | bar: SOURCES 1 to SOURCES 2
39 | SECONDARY END-USE FUEL IMPACTS (MMBtu/kWh), OR Elec Impacts (kWh/MMBtu) | 1: Energy Star Refrigerators and Freezers; 2: Energy Star Refrigerators and Freezers; SOURCES 1: -; SOURCES 2: -
40 | Fossil Fuel (or Elec) Savings - increased use is negative (MMBtu/yr ¦ kWh/yr) | bar: SOURCES 1 to SOURCES 2
41 | Annual Fossil Fuel (or Elec) Savings per Elec (or FF) Savings - increased is negative (MMBtu/kWh ¦ kWh/MMBtu saved) | bar: SOURCES 1 to SOURCES 2
42 | bar: SOURCES 1 to SOURCES 2
43 | EARLY-RETIREMENT RETROFIT MEASURE INPUTS | bar: SOURCES 1 to SOURCES 2
44 | Baseline Equip. Life | 2: 15; SOURCES 1: -; SOURCES 2: -
45 | Baseline Equip. Age | 2: 10; SOURCES 1: -; SOURCES 2: -
46 | Baseline Cost | 2: 825; SOURCES 1: -; SOURCES 2: -
47 | Baseline Cost per kWh ¦ MMBtu saved | 2: 19.6444; SOURCES 1: -; SOURCES 2: -
48 | Baseline shift savings factor (for RET) | 2: #REF!; SOURCES 1: -; SOURCES 2: -
49 | bar: SOURCES 1 to SOURCES 2
50 | O&M INPUTS | bar: SOURCES 1 to SOURCES 2
51 | Efficient Component 1 (description) | bar: SOURCES 1 to SOURCES 2
52 | Eff Component 1 Life (years) | bar: SOURCES 1 to SOURCES 2
53 | Eff Component 1 Replacement Cost | bar: SOURCES 1 to SOURCES 2
54 | Eff Component 1 Replacement Cost per kWh ¦ MMBtu saved | bar: SOURCES 1 to SOURCES 2
55 | Efficient Component 2 (description) | bar: SOURCES 1 to SOURCES 2
56 | Eff Component 2 Life (years) | bar: SOURCES 1 to SOURCES 2
57 | Eff Component 2 Replacement Cost | bar: SOURCES 1 to SOURCES 2
58 | Eff Component 2 Replacement Cost per kWh ¦ MMBtu saved | bar: SOURCES 1 to SOURCES 2
59 | Baseline Component 1 (description) | bar: SOURCES 1 to SOURCES 2
60 | Baseline Component 1 Life (years) | bar: SOURCES 1 to SOURCES 2
61 | Baseline Component 1 Replacement Cost | bar: SOURCES 1 to SOURCES 2
62 | Baseline Component 1 Replacement Cost per kWh ¦ MMBtu saved | bar: SOURCES 1 to SOURCES 2
63 | Baseline Component 2 (description) | bar: SOURCES 1 to SOURCES 2
64 | Baseline Component 2 Life (years) | bar: SOURCES 1 to SOURCES 2
65 | Baseline Component 2 Replacement Cost | bar: SOURCES 1 to SOURCES 2
66 | Baseline Component 2 Replacement Cost per kWh ¦ MMBtu saved | bar: SOURCES 1 to SOURCES 2
67 | O&M Annual Levelized Cost ($/kWh ¦ $/MMBtu) | bar: SOURCES 1 to SOURCES 2
68 | bar: SOURCES 1 to SOURCES 2
69 | Water INPUTS | bar: SOURCES 1 to SOURCES 2
70 | Water (gal/yr) | bar: SOURCES 1 to SOURCES 2
71 | Water [gal/yr per kWh ¦ MMBtu saved] | bar: SOURCES 1 to SOURCES 2
CALCULATIONS
| Variable | 1: Value; 2: Source/Notes; 3: Description
| AVR | 1: 25.4; 2: Hawai’i TRM PY2023 V1.0; 3: Adjusted volume of refrigerator
| AVF | 1: 26; 2: Hawai’i TRM PY2023 V1.0; 3: Adjusted volume of freezer
| Fresh volume | 1: Actual; 2: Based on actual unit; 3: Fresh volume of new refrigerator
| Freezer volume | 1: Actual; 2: Based on actual unit; 3: Freezer volume of new refrigerator or freezer
| Wattsbase | 1: Table; 2: Hawai’i TRM PY2023 V1.0; 3: Annual energy usage of baseline unit
| Wattsee | 1: Table; 2: Hawai’i TRM PY2023 V1.0; 3: Annual energy usage of new efficient unit
| PF | 1: 1; 2: See Footnote 5; 3: Persistence factor
| Hours | 1: 8760; 3: Annual operating hours
| CF | 1: 1; 3: Coincidence factor
| Incremental Cost | 1: 47
| Measure Cost | 1: 872
| Measure life | 1: 15
E = a*AV + b.
| Product Category | 2: Federal Standard, Maximum kWh/yr; 5: ENERGY STAR, Maximum kWh/yr
| Refrigerator | Equation Term: | a | b | Wattsbase | a | b | Wattsee | delkWh | delkW | % Savings | Incremental Cost/kWh | Weightage
|  | Manual Defrost w/ and w/o TDD, All Configurations | 6.79 | 193.6 | 366.066 | 6.11 | 174.2 | 333.06 | 33.006 | 0.0037678 | 9.016% | 1.424 | 0.0625
|  | Auto Defrost w/o TDD, Top Freezer and Single Door Refrigerators | 8.07 | 233.7 | 438.678 | 7.26 | 210.3 | 399.06 | 39.618 | 0.0045226 | 9.031% | 1.1863 | 0.0625
|  | Auto Defrost w/o TDD, Side by Side | 8.51 | 297.8 | 513.954 | 7.66 | 268 | 467.16 | 46.794 | 0.0053418 | 9.105% | 1.0044 | 0.0625
|  | Auto Defrost w/o TDD, Bottom Freezer | 8.85 | 317 | 541.79 | 7.97 | 285.3 | 492.52 | 49.27 | 0.0056244 | 9.094% | 0.95393 | 0.0625
|  | Auto Defrost w/ TDD, Bottom Freezer | 9.25 | 475.4 | 710.35 | 8.33 | 436.3 | 652.88 | 57.47 | 0.0065605 | 8.09% | 0.81782 | 0.0625
|  | Auto Defrost w/ TDD, Top Freezer | 8.4 | 385.4 | 598.76 | 7.56 | 355.3 | 551.86 | 46.9 | 0.0053539 | 7.833% | 1.0021 | 0.0625
|  | Auto Defrost w/ TDD, Side by Side | 8.54 | 432.8 | 649.716 | 7.69 | 397.9 | 597.84 | 51.876 | 0.0059219 | 7.984% | 0.90601 | 0.0625
|  | "Average" Refrigerator | 8.34 | 333.7 | 545.536 | 7.51 | 303.9 | 499.16 | 46.376 | 0.0052941 | 8.501% | 1.0135 | 0.0625
| Freezer | Upright Freezers, Manual Defrost | 5.57 | 193.7 | 335.178 | 5.01 | 174.3 | 304.56 | 30.618 | 0.0034952 | 9.135% | 1.535 | 0.0625
|  | Upright Freezers, Auto Defrost, w/o Auto Icemaker | 8.62 | 228.3 | 447.248 | 7.76 | 205.5 | 407.26 | 39.988 | 0.0045648 | 8.941% | 1.1754 | 0.0625
|  | Upright Freezers, Auto Defrost, w/ Auto Icemaker | 8.62 | 312.3 | 531.248 | 7.76 | 289.5 | 491.26 | 39.988 | 0.0045648 | 7.527% | 1.1754 | 0.0625
|  | Built-in Freezers, Auto Defrost, w/o Auto Icemaker | 9.86 | 260.9 | 511.344 | 8.87 | 234.8 | 465.42 | 45.924 | 0.0052425 | 8.981% | 1.0234 | 0.0625
|  | Built-in Freezers, Auto Defrost, w/ Auto Icemaker | 9.86 | 344.9 | 595.344 | 8.87 | 318.8 | 549.42 | 45.924 | 0.0052425 | 7.714% | 1.0234 | 0.0625
|  | Chest Freezers and All Other Freezers, except Compact Freezers | 7.29 | 107.8 | 292.966 | 6.56 | 97 | 267.56 | 25.406 | 0.0029002 | 8.672% | 1.85 | 0.0625
|  | Chest Freezers with Auto Defrost | 10.24 | 148.1 | 408.196 | 9.22 | 133.3 | 373.02 | 35.176 | 0.0040155 | 8.617% | 1.3361 | 0.0625
|  | "Average" Freezer | 8.58 | 228 | 445.932 | 7.72 | 207.6 | 408.32 | 37.612 | 0.0042936 | 8.434% | 1.2496 | 0.0625
| WEIGHTED AVERAGE | 8: 41.9966; 9: 0.0047941; 10: 0.085423; SOURCES 1: 1.1673
| E = a*AV + b. | 2: same as federal standards, since current standards are from 2014. Applying 2/3'd rule on EUL for age of baseline and deriving a proxy standard
| Product Category | 2: RET Baseline Standard, Maximum kWh/yr; 5: ENERGY STAR, Maximum kWh/yr
| Refrigerator | Equation Term: | a | b | Wattsbase | a | b | Wattsee | delkWh | delkW | % Savings | Incremental Cost/kWh | Weightage
|  | Manual Defrost w/ and w/o TDD, All Configurations | 6.79 | 193.6 | 366.066 | 6.11 | 174.2 | 333.06 | 33.006 | 0.0037678 | 9.016% | 1.424 | 0.0625
|  | Auto Defrost w/o TDD, Top Freezer and Single Door Refrigerators | 8.07 | 233.7 | 438.678 | 7.26 | 210.3 | 399.06 | 39.618 | 0.0045226 | 9.031% | 1.1863 | 0.0625
|  | Auto Defrost w/o TDD, Side by Side | 8.51 | 297.8 | 513.954 | 7.66 | 268 | 467.16 | 46.794 | 0.0053418 | 9.105% | 1.0044 | 0.0625
|  | Auto Defrost w/o TDD, Bottom Freezer | 8.85 | 317 | 541.79 | 7.97 | 285.3 | 492.52 | 49.27 | 0.0056244 | 9.094% | 0.95393 | 0.0625
|  | Auto Defrost w/ TDD, Bottom Freezer | 9.25 | 475.4 | 710.35 | 8.33 | 436.3 | 652.88 | 57.47 | 0.0065605 | 8.09% | 0.81782 | 0.0625
|  | Auto Defrost w/ TDD, Top Freezer | 8.4 | 385.4 | 598.76 | 7.56 | 355.3 | 551.86 | 46.9 | 0.0053539 | 7.833% | 1.0021 | 0.0625
|  | Auto Defrost w/ TDD, Side by Side | 8.54 | 432.8 | 649.716 | 7.69 | 397.9 | 597.84 | 51.876 | 0.0059219 | 7.984% | 0.90601 | 0.0625
|  | "Average" Refrigerator | 8.34 | 333.7 | 545.536 | 7.51 | 303.9 | 499.16 | 46.376 | 0.0052941 | 8.501% | 1.0135 | 0.0625
| Freezer | Upright Freezers, Manual Defrost | 5.57 | 193.7 | 335.178 | 5.01 | 174.3 | 304.56 | 30.618 | 0.0034952 | 9.135% | 1.535 | 0.0625
|  | Upright Freezers, Auto Defrost, w/o Auto Icemaker | 8.62 | 228.3 | 447.248 | 7.76 | 205.5 | 407.26 | 39.988 | 0.0045648 | 8.941% | 1.1754 | 0.0625
|  | Upright Freezers, Auto Defrost, w/ Auto Icemaker | 8.62 | 312.3 | 531.248 | 7.76 | 289.5 | 491.26 | 39.988 | 0.0045648 | 7.527% | 1.1754 | 0.0625
|  | Built-in Freezers, Auto Defrost, w/o Auto Icemaker | 9.86 | 260.9 | 511.344 | 8.87 | 234.8 | 465.42 | 45.924 | 0.0052425 | 8.981% | 1.0234 | 0.0625
|  | Built-in Freezers, Auto Defrost, w/ Auto Icemaker | 9.86 | 344.9 | 595.344 | 8.87 | 318.8 | 549.42 | 45.924 | 0.0052425 | 7.714% | 1.0234 | 0.0625
|  | Chest Freezers and All Other Freezers, except Compact Freezers | 7.29 | 107.8 | 292.966 | 6.56 | 97 | 267.56 | 25.406 | 0.0029002 | 8.672% | 1.85 | 0.0625
|  | Chest Freezers with Auto Defrost | 10.24 | 148.1 | 408.196 | 9.22 | 133.3 | 373.02 | 35.176 | 0.0040155 | 8.617% | 1.3361 | 0.0625
|  | "Average" Freezer | 8.58 | 228 | 445.932 | 7.72 | 207.6 | 408.32 | 37.612 | 0.0042936 | 8.434% | 1.2496 | 0.0625
| WEIGHTED AVERAGE | 8: 41.9966; 9: 0.0047941; 10: 0.085423; SOURCES 1: 1.1673

## CI Evap Fan Speed Controls
| MEASURE GROUP DEFINITION |  |  |  | REGION | #REF!
| INPUT CELLS | CALCULATED CELLS
| MEASURE NAME | [10 empty] | TAB NAMING LOOKUPS (DEFINED BY OVERALL PROJECT, NOT SPECIFIC MEASURE)
| Short Name (Same as Tab Name!) | Long Name | Sector (full name) | Life | Life Source | [6 empty] | Fuel Type
| CI Evap Fan Speed Controls | Evaporator Fan Speed Controls | C&I | 13 | IL TRM V12 | [6 empty] | Fuel | Electric | Gas | Oil | Propane
[12 empty] | Abbreviation | E | G | O | P
| TAB BREAKOUT |  |  |  |  | [PULL FORMULA DOWN] | [PULL FORMULA DOWN]
# | Primary Fuel | Secondary Fuel (blank OK) | End Use | Market (RET or MD) | Custom Field (blank OK) | Fuel Abbreviations | End Use Abbr. | UNIQUE MEASURE NAME | Long Name |  |  | Sector
1 | Electric |  | Refrigeration | RET |  | E | Refr | CI Evap Fan Speed Controls_CI, E - Refr (RET) | Evaporator Fan Speed Controls |  |  | Sector | Residential | C&I
2 | [11 empty] | Abbreviation | Res | CI
3
4 | [11 empty] | Market
5 | [11 empty] | Market | Retrofit | Market-Driven
6 | [11 empty] | Abbreviation | RET | MD
7
8 | [11 empty] | Building Types
9 | [11 empty] | Building Types | Single Family | Multifamily | LI Single Family | LI Multifamily | Small Education - College/University | Small Education - Other | Small Grocery | Small Health - Hospital | Small Health - Other | Small Industrial Manufacturing | Small Institutional/Public Service | Small Lodging | Small Miscellaneous/Other | Small Office | Small Restaurant | Small Retail | Small Warehouse | Large Education - College/University | Large Education - Other | Large Grocery | Large Health - Hospital | Large Health - Other | Large Industrial Manufacturing | Large Institutional/Public Service | Large Lodging | Large Miscellaneous/Other | Large Office | Large Restaurant | Large Retail | Large Warehouse
10
End Use
[12 empty] | End Use | Appliances | Cooking | Cooling | Exterior Lighting | Interior Lighting | Other | Plug Loads | Refrigeration | Space Heating | Ventilation | Water Heating | Drives | Motors and VFDs | Compressed Air Systems | Process Cooling and Refrigeration | Process Heating | Total Electric | Total Gas
[12 empty] | Abbreviation | Appl | Cook | Cool | ExtL | IntL | Oth | Plug | Refr | Heat | Vent | HWat | Driv | Motr | CAS | PrC | PrH | TotE | TotG
KEY FOR MEASURE DATA ROWS
CALCULATED FIELD
ENTER MANUALLY OR FORMULAICALLY FROM CALCULATIONS SECTION
MEASURE DATA
SOURCES
| GENERAL ('Measures' Sheet) INPUTS | 1 | 2 | 3 | 4 | 5 | 6 | 7 | 8 | 9 | 10 | 1 | 2 | 3 | 4 | 5 | 6 | 7 | 8 | 9 | 10
1 | Measure Name | 1: CI Evap Fan Speed Controls_CI, E - Refr (RET); SOURCES 1: CI Evap Fan Speed Controls_CI, E - Refr (RET)
2 | Measure Long Name | 1: Evaporator Fan Speed Controls; SOURCES 1: -
3 | Parent Measure Name | 1: CI Evap Fan Speed Controls_CI, E - Refr (RET); SOURCES 1: -
4 | Parent Measure Long Name | 1: Evaporator Fan Speed Controls; SOURCES 1: -
5 | Sector | 1: C&I; SOURCES 1: -
6 | Description | 1: This measure is for the installation of controls for Electronically Commutated Motors in existing medium temperature walk-in coolers. The controller reduces airflow of the evaporator fans when there is no refrigerant flow.; SOURCES 1: -
7 | Life | 1: 13; SOURCES 1: -
8 | Exist. Life | bar: SOURCES 1
9 | Primary Fuel | bar: 1 to SOURCES 1
10 | Secondary Fuel | bar: 1 to SOURCES 1
11 | Primary Fuel End Use | 1: Refrigeration; SOURCES 1: -
12 | Secondary Fuel End Use | bar: SOURCES 1
13 | Elec Load Shape | bar: SOURCES 1
14 | Fuel Switch (Y/N) | bar: SOURCES 1
15 | Waste Heat Adjust. (Y/N) | bar: SOURCES 1
16 | Depends On | bar: SOURCES 1
17 | Links With | bar: SOURCES 1
18 | Mutual Exclusivity | bar: SOURCES 1
19 | bar: SOURCES 1
20 | GENERAL ('MeasChars' Sheet) INPUTS | 1: Evaporator Fan Speed Controls; SOURCES 1: -
21 | Mkt (MD or RET) | 1: RET; SOURCES 1: -
22 | Target Markets (NC, RENO, REPL, RET) | 1: #REF!; SOURCES 1: -
23 | Baseline Description | 1: Uncontrolled ECM evaporator fan motors in walk-in coolers and freezers; SOURCES 1: -
24 | Efficient Description | 1: In order for this characterization to apply, the existing condition must be a reach-in or walk-in freezer or cooler with continuously running evaporator fans driven by Electrically Commutated Motors; SOURCES 1: -
25 | Start Year | 1: #REF!; SOURCES 1: -
26 | End Year | 1: #REF!; SOURCES 1: -
27 | Building type assumed for characterization | 1: Large Grocery; SOURCES 1: -
28 | Units for Costs & Savings Values | bar: SOURCES 1
29 | Efficient kW ¦ MMBtu | bar: SOURCES 1
30 | Baseline kW ¦ MMBtu | bar: SOURCES 1
31 | Full Load Hours | bar: SOURCES 1
32 | kWh ¦ MMBtu Annual Savings | 1: 1350.1667; SOURCES 1: -
33 | % Savings (primary fuel) | 1: 0%; SOURCES 1: 3,8; SOURCES 2: 3,8
34 | Efficient Equip Cost | bar: SOURCES 1
35 | Baseline Equip Cost | bar: SOURCES 1
36 | Incremental Cost | 1: 161.75; SOURCES 1: -
37 | Incremental Cost per kWh ¦ MMBtu Saved | 1: 0.29973; SOURCES 1: 8; SOURCES 2: 8
38 | bar: SOURCES 1
39 | SECONDARY END-USE FUEL IMPACTS (MMBtu/kWh), OR Elec Impacts (kWh/MMBtu) | 1: Evaporator Fan Speed Controls; SOURCES 1: -
40 | Fossil Fuel (or Elec) Savings - increased use is negative (MMBtu/yr ¦ kWh/yr) | 1: 0; SOURCES 1: -
41 | Annual Fossil Fuel (or Elec) Savings per Elec (or FF) Savings - increased is negative (MMBtu/kWh ¦ kWh/MMBtu saved) | 1: 0; SOURCES 1: -
42 | bar: SOURCES 1
43 | EARLY-RETIREMENT RETROFIT MEASURE INPUTS | bar: SOURCES 1
44 | Baseline Equip. Life | 1: 0; SOURCES 1: -
45 | Baseline Equip. Age | 1: 0; SOURCES 1: -
46 | Baseline Cost | bar: SOURCES 1
47 | Baseline Cost per kWh ¦ MMBtu saved | 1: 0; SOURCES 1: -
48 | Baseline shift savings factor (for RET) | 1: 0; SOURCES 1: -
49 | bar: SOURCES 1
50 | O&M INPUTS | bar: SOURCES 1
51 | Efficient Component 1 (description) | bar: SOURCES 1
52 | Eff Component 1 Life (years) | bar: SOURCES 1
53 | Eff Component 1 Replacement Cost | bar: SOURCES 1
54 | Eff Component 1 Replacement Cost per kWh ¦ MMBtu saved | bar: SOURCES 1
55 | Efficient Component 2 (description) | bar: SOURCES 1
56 | Eff Component 2 Life (years) | bar: SOURCES 1
57 | Eff Component 2 Replacement Cost | bar: SOURCES 1
58 | Eff Component 2 Replacement Cost per kWh ¦ MMBtu saved | bar: SOURCES 1
59 | Baseline Component 1 (description) | bar: SOURCES 1
60 | Baseline Component 1 Life (years) | bar: SOURCES 1
61 | Baseline Component 1 Replacement Cost | bar: SOURCES 1
62 | Baseline Component 1 Replacement Cost per kWh ¦ MMBtu saved | bar: SOURCES 1
63 | Baseline Component 2 (description) | bar: SOURCES 1
64 | Baseline Component 2 Life (years) | bar: SOURCES 1
65 | Baseline Component 2 Replacement Cost | bar: SOURCES 1
66 | Baseline Component 2 Replacement Cost per kWh ¦ MMBtu saved | bar: SOURCES 1
67 | O&M Annual Levelized Cost ($/kWh ¦ $/MMBtu) | bar: SOURCES 1
68 | bar: SOURCES 1
69 | Water INPUTS | bar: SOURCES 1
70 | Water (gal/yr) | 1: 0; 2: 0; SOURCES 1: -
71 | Water [gal/yr per kWh ¦ MMBtu saved] | 1: 0; 2: 0; SOURCES 1: -
ΔkWh = Savings per motor * motors
CALCULATIONS
| INPUTS/VARIABLES | 1: VALUE; 2: SOURCE; 3: DESCRIPTION
| Measure life | 1: 13; 2: IL TRM V12 pg. 809-811
| Incremental cost | 1: 161.75; 2: IL TRM V12 pg. 809-811
| Savingspermotor | 1: Table; 2: IL TRM V12 pg. 809-811; 3: based on the motor rating of the ECM motor
| Peaksavingspermotor | 1: Table; 2: IL TRM V12 pg. 809-811; 3: Peak kW savings per motor (as listed in the table below)
| No of. Motors | 1: 1; 2: IL TRM V12 pg. 809-811; 3: Assumption of unitary motor being evaluated
| Evaporator Fan Motor Rating | 1: Savingspermotor; 2: Peaksavingspermotor
| 16W | 1: 198; 2: 0.023
| 1/15-1/20HP | 1: 293; 2: 0.033
| 1/5HP | 1: 856; 2: 0.098
| 1/3HP | 1: 1419; 2: 0.162
| 1/2HP | 1: 2126; 2: 0.243
| 3/4HP | 1: 3209; 2: 0.366
Submeasure aggregation
| Motor Rating | 1: delkWh; 2: Peak kW; 3: % Savings; 4: Incremental Cost; 5: Incremental Cost/kWh; 6: Weighting
| 16W | 1: 198; 2: 0.023; 5: 0.81692; 6: 0.16667
| 1/15-1/20HP | 1: 293; 2: 0.033; 5: 0.55205; 6: 0.16667
| 1/5HP | 1: 856; 2: 0.098; 5: 0.18896; 6: 0.16667
| 1/3HP | 1: 1419; 2: 0.162; 5: 0.11399; 6: 0.16667
| 1/2HP | 1: 2126; 2: 0.243; 5: 0.076082; 6: 0.16667
| 3/4HP | 1: 3209; 2: 0.366; 5: 0.050405; 6: 0.16667
| WEIGHTED AVERAGE | 1: 1350.1667; 2: 0.15417; 3: 0; 4: 0; 5: 0.29973

## CI Floating Head Pressure Ctrl
| MEASURE GROUP DEFINITION |  |  |  | REGION | #REF!
| INPUT CELLS | CALCULATED CELLS
| MEASURE NAME | [10 empty] | TAB NAMING LOOKUPS (DEFINED BY OVERALL PROJECT, NOT SPECIFIC MEASURE)
| Short Name (Same as Tab Name!) | Long Name | Sector (full name) | Life | Life Source | [6 empty] | Fuel Type
| CI Floating Head Pressure Ctrl | Floating Head Pressure Control | C&I | 15 | IL TRM V12 | [6 empty] | Fuel | Electric | Gas | Oil | Propane
[12 empty] | Abbreviation | E | G | O | P
| TAB BREAKOUT |  |  |  |  | [PULL FORMULA DOWN] | [PULL FORMULA DOWN]
# | Primary Fuel | Secondary Fuel (blank OK) | End Use | Market (RET or MD) | Custom Field (blank OK) | Fuel Abbreviations | End Use Abbr. | UNIQUE MEASURE NAME | Long Name |  |  | Sector
1 | Electric |  | Refrigeration | RET |  | E | Refr | CI Floating Head Pressure Ctrl_CI, E - Refr (RET) | Floating Head Pressure Control |  |  | Sector | Residential | C&I
2 | [11 empty] | Abbreviation | Res | CI
3
4 | [11 empty] | Market
5 | [11 empty] | Market | Retrofit | Market-Driven
6 | [11 empty] | Abbreviation | RET | MD
7
8 | [11 empty] | Building Types
9 | [11 empty] | Building Types | Single Family | Multifamily | LI Single Family | LI Multifamily | Small Education - College/University | Small Education - Other | Small Grocery | Small Health - Hospital | Small Health - Other | Small Industrial Manufacturing | Small Institutional/Public Service | Small Lodging | Small Miscellaneous/Other | Small Office | Small Restaurant | Small Retail | Small Warehouse | Large Education - College/University | Large Education - Other | Large Grocery | Large Health - Hospital | Large Health - Other | Large Industrial Manufacturing | Large Institutional/Public Service | Large Lodging | Large Miscellaneous/Other | Large Office | Large Restaurant | Large Retail | Large Warehouse
10
End Use
[12 empty] | End Use | Appliances | Cooking | Cooling | Exterior Lighting | Interior Lighting | Other | Plug Loads | Refrigeration | Space Heating | Ventilation | Water Heating | Drives | Motors and VFDs | Compressed Air Systems | Process Cooling and Refrigeration | Process Heating | Total Electric | Total Gas
[12 empty] | Abbreviation | Appl | Cook | Cool | ExtL | IntL | Oth | Plug | Refr | Heat | Vent | HWat | Driv | Motr | CAS | PrC | PrH | TotE | TotG
KEY FOR MEASURE DATA ROWS
CALCULATED FIELD
ENTER MANUALLY OR FORMULAICALLY FROM CALCULATIONS SECTION
MEASURE DATA
SOURCES
| GENERAL ('Measures' Sheet) INPUTS | 1 | 2 | 3 | 4 | 5 | 6 | 7 | 8 | 9 | 10 | 1 | 2 | 3 | 4 | 5 | 6 | 7 | 8 | 9 | 10
1 | Measure Name | 1: CI Floating Head Pressure Ctrl_CI, E - Refr (RET); SOURCES 1: CI Floating Head Pressure Ctrl_CI, E - Refr (RET)
2 | Measure Long Name | 1: Floating Head Pressure Control; SOURCES 1: -
3 | Parent Measure Name | 1: CI Floating Head Pressure Ctrl_CI, E - Refr (RET); SOURCES 1: -
4 | Parent Measure Long Name | 1: Floating Head Pressure Control; SOURCES 1: -
5 | Sector | 1: C&I; SOURCES 1: -
6 | Description | 1: By installing a floating head pressure control (FHPCs) condenser system, the refrigeration system can change condensing temperatures in response to different outdoor temperatures.; SOURCES 1: -
7 | Life | 1: 15; SOURCES 1: -
8 | Exist. Life | bar: 1; SOURCES 1
9 | Primary Fuel | bar: 1 to SOURCES 1
10 | Secondary Fuel | bar: SOURCES 1
11 | Primary Fuel End Use | 1: Refrigeration; SOURCES 1: -
12 | Secondary Fuel End Use | bar: 1; SOURCES 1
13 | Elec Load Shape | bar: 1; SOURCES 1
14 | Fuel Switch (Y/N) | bar: 1; SOURCES 1
15 | Waste Heat Adjust. (Y/N) | bar: 1; SOURCES 1
16 | Depends On | bar: 1; SOURCES 1
17 | Links With | bar: 1; SOURCES 1
18 | Mutual Exclusivity | bar: 1; SOURCES 1
19 | bar: SOURCES 1
20 | GENERAL ('MeasChars' Sheet) INPUTS | 1: Floating Head Pressure Control; SOURCES 1: -
21 | Mkt (MD or RET) | 1: RET; SOURCES 1: -
22 | Target Markets (NC, RENO, REPL, RET) | 1: #REF!; SOURCES 1: -
23 | Baseline Description | 1: The baseline is a refrigeration system without floating head pressure control.; SOURCES 1: -
24 | Efficient Description | 1: High efficiency is a refrigeration system with floating head pressure control.; SOURCES 1: -
25 | Start Year | 1: #REF!; SOURCES 1: -
26 | End Year | 1: #REF!; SOURCES 1: -
27 | Building type assumed for characterization | 1: Large Grocery; SOURCES 1: -
28 | Units for Costs & Savings Values | bar: 1; SOURCES 1
29 | Efficient kW ¦ MMBtu | bar: 1; SOURCES 1
30 | Baseline kW ¦ MMBtu | bar: 1; SOURCES 1
31 | Full Load Hours | bar: 1; SOURCES 1
32 | kWh ¦ MMBtu Annual Savings | 1: 854.6667; SOURCES 1: -
33 | % Savings (primary fuel) | 1: 0%; SOURCES 1: 3,12
34 | Efficient Equip Cost | bar: 1; SOURCES 1
35 | Baseline Equip Cost | bar: 1; SOURCES 1
36 | Incremental Cost | 1: 161.75; SOURCES 1: -
37 | Incremental Cost per kWh ¦ MMBtu Saved | 1: 0.2152; SOURCES 1: 12
38 | bar: SOURCES 1
39 | SECONDARY END-USE FUEL IMPACTS (MMBtu/kWh), OR Elec Impacts (kWh/MMBtu) | 1: Floating Head Pressure Control; SOURCES 1: -
40 | Fossil Fuel (or Elec) Savings - increased use is negative (MMBtu/yr ¦ kWh/yr) | bar: 1; SOURCES 1
41 | Annual Fossil Fuel (or Elec) Savings per Elec (or FF) Savings - increased is negative (MMBtu/kWh ¦ kWh/MMBtu saved) | bar: 1; SOURCES 1
42 | bar: SOURCES 1
43 | EARLY-RETIREMENT RETROFIT MEASURE INPUTS | bar: SOURCES 1
44 | Baseline Equip. Life | bar: 1; SOURCES 1
45 | Baseline Equip. Age | bar: 1; SOURCES 1
46 | Baseline Cost | bar: 1; SOURCES 1
47 | Baseline Cost per kWh ¦ MMBtu saved | bar: 1; SOURCES 1
48 | Baseline shift savings factor (for RET) | bar: 1; SOURCES 1
49 | bar: SOURCES 1
50 | O&M INPUTS | bar: SOURCES 1
51 | Efficient Component 1 (description) | bar: 1; SOURCES 1
52 | Eff Component 1 Life (years) | bar: 1; SOURCES 1
53 | Eff Component 1 Replacement Cost | bar: 1; SOURCES 1
54 | Eff Component 1 Replacement Cost per kWh ¦ MMBtu saved | bar: 1; SOURCES 1
55 | Efficient Component 2 (description) | bar: 1; SOURCES 1
56 | Eff Component 2 Life (years) | bar: 1; SOURCES 1
57 | Eff Component 2 Replacement Cost | bar: 1; SOURCES 1
58 | Eff Component 2 Replacement Cost per kWh ¦ MMBtu saved | bar: 1; SOURCES 1
59 | Baseline Component 1 (description) | bar: 1; SOURCES 1
60 | Baseline Component 1 Life (years) | bar: 1; SOURCES 1
61 | Baseline Component 1 Replacement Cost | bar: 1; SOURCES 1
62 | Baseline Component 1 Replacement Cost per kWh ¦ MMBtu saved | bar: 1; SOURCES 1
63 | Baseline Component 2 (description) | bar: 1; SOURCES 1
64 | Baseline Component 2 Life (years) | bar: 1; SOURCES 1
65 | Baseline Component 2 Replacement Cost | bar: 1; SOURCES 1
66 | Baseline Component 2 Replacement Cost per kWh ¦ MMBtu saved | bar: 1; SOURCES 1
67 | O&M Annual Levelized Cost ($/kWh ¦ $/MMBtu) | bar: 1; SOURCES 1
68 | bar: SOURCES 1
69 | Water INPUTS | bar: SOURCES 1
70 | Water (gal/yr) | bar: 1; SOURCES 1
71 | Water [gal/yr per kWh ¦ MMBtu saved] | bar: 1; SOURCES 1
ΔkWh = HP * kWhHP
CALCULATIONS
| INPUTS/VARIABLES | 1: VALUE; 2: SOURCE; 3: DESCRIPTION
| Measure life | 1: 15; 2: IL TRM V12 pg. 840-843
| Incremental cost | 1: 161.75; 2: IL TRM V12 pg. 840-843
| HP | 1: 3; 2: IL TRM V12 pg. 840-843; 3: Horsepower of Compressor
| kWhHP | 1: Table; 2: IL TRM V12 pg. 840-843; 3: Savings factor, kWh per horsepower of compressor rating. Per the tables below based on weather zone, condensing unit type, and temperature range
| Zone | 1: Unit Type; 2: Low Temp (Freezer); 3: Med Temp (Freezer); 4: Unknown Temp
| Rockford | 1: Self-Contained Unit; 2: 252; 3: 131; 4: 170
| Rockford | 1: Remote Condensing Unit; 2: 482; 3: 451; 4: 461
| Rockford | 1: Unknown; 2: 367; 3: 291; 4: 315
| Chicago | 1: Self-Contained Unit; 2: 252; 3: 131; 4: 170
| Chicago | 1: Remote Condensing Unit; 2: 465; 3: 435; 4: 445
| Chicago | 1: Unknown; 2: 358; 3: 283; 4: 307
| Springfield | 1: Self-Contained Unit; 2: 252; 3: 131; 4: 170
| Springfield | 1: Remote Condensing Unit; 2: 403; 3: 377; 4: 385
| Springfield | 1: Unknown; 2: 327; 3: 254; 4: 278
| Belleville | 1: Self-Contained Unit; 2: 252; 3: 131; 4: 170
| Belleville | 1: Remote Condensing Unit; 2: 321; 3: 301; 4: 307
| Belleville | 1: Unknown; 2: 287; 3: 216; 4: 239
| Marion | 1: Self-Contained Unit; 2: 252; 3: 131; 4: 170
| Marion | 1: Remote Condensing Unit; 2: 328; 3: 307; 4: 314
| Marion | 1: Unknown; 2: 290; 3: 219; 4: 242
| Average | 1: Self-Contained Unit; 2: 252; 3: 131; 4: 170
| Average | 1: Remote Condensing Unit; 2: 399.8; 3: 374.2; 4: 382.4
| Average | 1: Unknown; 2: 325.8; 3: 252.6; 4: 276.2
| Freezer Type | 1: Unit Type; 2: delkWH; 3: delkW; 4: % Savings; 5: Incremental Cost; 6: Incremental Cost/kWh; 7: Weighting
| Low Temp | 1: Self-Contained Unit; 2: 756; 6: 0.21396; 7: 0.11111
| Low Temp | 1: Remote Condensing Unit; 2: 1199.4; 6: 0.13486; 7: 0.11111
| Low Temp | 1: Unknown; 2: 977.4; 6: 0.16549; 7: 0.11111
| Med Temp | 1: Self-Contained Unit; 2: 393; 6: 0.41158; 7: 0.11111
| Med Temp | 1: Remote Condensing Unit; 2: 1122.6; 6: 0.14409; 7: 0.11111
| Med Temp | 1: Unknown; 2: 757.8; 6: 0.21345; 7: 0.11111
| Unknown Temp | 1: Self-Contained Unit; 2: 510; 6: 0.31716; 7: 0.11111
| Unknown Temp | 1: Remote Condensing Unit; 2: 1147.2; 6: 0.141; 7: 0.11111
| Unknown Temp | 1: Unknown; 2: 828.6; 6: 0.19521; 7: 0.11111
| WEIGHTED AVERAGE | 2: 854.6667; 3: 0; 4: 0; 5: 0; 6: 0.2152
Note on C112: [Threaded comment] Your version of Excel allows you to read this threaded comment; however, any edits to it will get removed if the file is opened in a newer version of Excel. Learn more: https://go.microsoft.com/fwlink/?linkid=870924 Comment: Random assumption from the IL TRM example

## CI High Eff Built Up
| MEASURE GROUP DEFINITION |  |  |  | REGION | #REF!
| INPUT CELLS | CALCULATED CELLS
| MEASURE NAME | [10 empty] | TAB NAMING LOOKUPS (DEFINED BY OVERALL PROJECT, NOT SPECIFIC MEASURE)
| Short Name (Same as Tab Name!) | Long Name | Sector (full name) | Life | Life Source | [6 empty] | Fuel Type
| CI High Eff Built Up | High Efficiency Built-up Refrigeration | C&I | 0 | [7 empty] | Fuel | Electric | Gas | Oil | Propane
[12 empty] | Abbreviation | E | G | O | P
| TAB BREAKOUT |  |  |  |  | [PULL FORMULA DOWN] | [PULL FORMULA DOWN]
# | Primary Fuel | Secondary Fuel (blank OK) | End Use | Market (RET or MD) | Custom Field (blank OK) | Fuel Abbreviations | End Use Abbr. | UNIQUE MEASURE NAME | Long Name |  |  | Sector
1 | Electric |  | Refrigeration | MD |  | E | Refr | CI High Eff Built Up_CI, E - Refr (MD) | High Efficiency Built-up Refrigeration |  |  | Sector | Residential | C&I
2 | [11 empty] | Abbreviation | Res | CI
3
4 | [11 empty] | Market
5 | [11 empty] | Market | Retrofit | Market-Driven
6 | [11 empty] | Abbreviation | RET | MD
7
8 | [11 empty] | Building Types
9 | [11 empty] | Building Types | Single Family | Multifamily | LI Single Family | LI Multifamily | Small Education - College/University | Small Education - Other | Small Grocery | Small Health - Hospital | Small Health - Other | Small Industrial Manufacturing | Small Institutional/Public Service | Small Lodging | Small Miscellaneous/Other | Small Office | Small Restaurant | Small Retail | Small Warehouse | Large Education - College/University | Large Education - Other | Large Grocery | Large Health - Hospital | Large Health - Other | Large Industrial Manufacturing | Large Institutional/Public Service | Large Lodging | Large Miscellaneous/Other | Large Office | Large Restaurant | Large Retail | Large Warehouse
10
End Use
[12 empty] | End Use | Appliances | Cooking | Cooling | Exterior Lighting | Interior Lighting | Other | Plug Loads | Refrigeration | Space Heating | Ventilation | Water Heating | Drives | Motors and VFDs | Compressed Air Systems | Process Cooling and Refrigeration | Process Heating | Total Electric | Total Gas
[12 empty] | Abbreviation | Appl | Cook | Cool | ExtL | IntL | Oth | Plug | Refr | Heat | Vent | HWat | Driv | Motr | CAS | PrC | PrH | TotE | TotG
KEY FOR MEASURE DATA ROWS
CALCULATED FIELD
ENTER MANUALLY OR FORMULAICALLY FROM CALCULATIONS SECTION
MEASURE DATA
SOURCES
| GENERAL ('Measures' Sheet) INPUTS | 1 | 2 | 3 | 4 | 5 | 6 | 7 | 8 | 9 | 10 | 1 | 2 | 3 | 4 | 5 | 6 | 7 | 8 | 9 | 10
1 | Measure Name | 1: CI High Eff Built Up_CI, E - Refr (MD); SOURCES 1: CI High Eff Built Up_CI, E - Refr (MD)
2 | Measure Long Name | 1: High Efficiency Built-up Refrigeration; SOURCES 1: -
3 | Parent Measure Name | 1: CI High Eff Built Up_CI, E - Refr (MD); SOURCES 1: -
4 | Parent Measure Long Name | 1: High Efficiency Built-up Refrigeration; SOURCES 1: -
5 | Sector | 1: C&I; SOURCES 1: -
6 | Description | bar: 1; SOURCES 1
7 | Life | 1: 0; SOURCES 1: -
8 | Exist. Life | bar: 1; SOURCES 1
9 | Primary Fuel | bar: 1 to SOURCES 1
10 | Secondary Fuel | bar: SOURCES 1
11 | Primary Fuel End Use | 1: Refrigeration; SOURCES 1: -
12 | Secondary Fuel End Use | bar: 1; SOURCES 1
13 | Elec Load Shape | bar: 1; SOURCES 1
14 | Fuel Switch (Y/N) | bar: 1; SOURCES 1
15 | Waste Heat Adjust. (Y/N) | bar: 1; SOURCES 1
16 | Depends On | bar: 1; SOURCES 1
17 | Links With | bar: 1; SOURCES 1
18 | Mutual Exclusivity | bar: 1; SOURCES 1
19 | bar: SOURCES 1
20 | GENERAL ('MeasChars' Sheet) INPUTS | 1: High Efficiency Built-up Refrigeration; SOURCES 1: -
21 | Mkt (MD or RET) | bar: 1 to SOURCES 1
22 | Target Markets (NC, RENO, REPL, RET) | 1: #REF!; SOURCES 1: -
23 | Baseline Description | bar: 1; SOURCES 1
24 | Efficient Description | bar: 1; SOURCES 1
25 | Start Year | 1: #REF!; SOURCES 1: -
26 | End Year | 1: #REF!; SOURCES 1: -
27 | Building type assumed for characterization | 1: Large Grocery; SOURCES 1: -
28 | Units for Costs & Savings Values | bar: 1; SOURCES 1
29 | Efficient kW ¦ MMBtu | bar: 1; SOURCES 1
30 | Baseline kW ¦ MMBtu | bar: 1; SOURCES 1
31 | Full Load Hours | bar: 1; SOURCES 1
32 | kWh ¦ MMBtu Annual Savings | 1: 0; SOURCES 1: -
33 | % Savings (primary fuel) | 1: 0%; SOURCES 1: 3,12
34 | Efficient Equip Cost | bar: 1; SOURCES 1
35 | Baseline Equip Cost | bar: 1; SOURCES 1
36 | Incremental Cost | 1: 0; SOURCES 1: -
37 | Incremental Cost per kWh ¦ MMBtu Saved | 1: 0; SOURCES 1: 12
38 | bar: SOURCES 1
39 | SECONDARY END-USE FUEL IMPACTS (MMBtu/kWh), OR Elec Impacts (kWh/MMBtu) | 1: High Efficiency Built-up Refrigeration; SOURCES 1: -
40 | Fossil Fuel (or Elec) Savings - increased use is negative (MMBtu/yr ¦ kWh/yr) | bar: 1; SOURCES 1
41 | Annual Fossil Fuel (or Elec) Savings per Elec (or FF) Savings - increased is negative (MMBtu/kWh ¦ kWh/MMBtu saved) | bar: 1; SOURCES 1
42 | bar: SOURCES 1
43 | EARLY-RETIREMENT RETROFIT MEASURE INPUTS | bar: SOURCES 1
44 | Baseline Equip. Life | bar: 1; SOURCES 1
45 | Baseline Equip. Age | bar: 1; SOURCES 1
46 | Baseline Cost | bar: 1; SOURCES 1
47 | Baseline Cost per kWh ¦ MMBtu saved | bar: 1; SOURCES 1
48 | Baseline shift savings factor (for RET) | bar: 1; SOURCES 1
49 | bar: SOURCES 1
50 | O&M INPUTS | bar: SOURCES 1
51 | Efficient Component 1 (description) | bar: 1; SOURCES 1
52 | Eff Component 1 Life (years) | bar: 1; SOURCES 1
53 | Eff Component 1 Replacement Cost | bar: 1; SOURCES 1
54 | Eff Component 1 Replacement Cost per kWh ¦ MMBtu saved | bar: 1; SOURCES 1
55 | Efficient Component 2 (description) | bar: 1; SOURCES 1
56 | Eff Component 2 Life (years) | bar: 1; SOURCES 1
57 | Eff Component 2 Replacement Cost | bar: 1; SOURCES 1
58 | Eff Component 2 Replacement Cost per kWh ¦ MMBtu saved | bar: 1; SOURCES 1
59 | Baseline Component 1 (description) | bar: 1; SOURCES 1
60 | Baseline Component 1 Life (years) | bar: 1; SOURCES 1
61 | Baseline Component 1 Replacement Cost | bar: 1; SOURCES 1
62 | Baseline Component 1 Replacement Cost per kWh ¦ MMBtu saved | bar: 1; SOURCES 1
63 | Baseline Component 2 (description) | bar: 1; SOURCES 1
64 | Baseline Component 2 Life (years) | bar: 1; SOURCES 1
65 | Baseline Component 2 Replacement Cost | bar: 1; SOURCES 1
66 | Baseline Component 2 Replacement Cost per kWh ¦ MMBtu saved | bar: 1; SOURCES 1
67 | O&M Annual Levelized Cost ($/kWh ¦ $/MMBtu) | bar: 1; SOURCES 1
68 | bar: SOURCES 1
69 | Water INPUTS | bar: SOURCES 1
70 | Water (gal/yr) | bar: 1; SOURCES 1
71 | Water [gal/yr per kWh ¦ MMBtu saved] | bar: 1; SOURCES 1
ΔkWh = HP * kWhHP
CALCULATIONS
Note on C112: [Threaded comment] Your version of Excel allows you to read this threaded comment; however, any edits to it will get removed if the file is opened in a newer version of Excel. Learn more: https://go.microsoft.com/fwlink/?linkid=870924 Comment: Random assumption from the IL TRM example

## CI High Eff Small Walk In
| MEASURE GROUP DEFINITION |  |  |  | REGION | #REF!
| INPUT CELLS | CALCULATED CELLS
| MEASURE NAME | [10 empty] | TAB NAMING LOOKUPS (DEFINED BY OVERALL PROJECT, NOT SPECIFIC MEASURE)
| Short Name (Same as Tab Name!) | Long Name | Sector (full name) | Life | Life Source | [6 empty] | Fuel Type
| CI High Eff Small Walk In | High Efficiency Small Walk-in | C&I | 15 | [7 empty] | Fuel | Electric | Gas | Oil | Propane
[12 empty] | Abbreviation | E | G | O | P
| TAB BREAKOUT |  |  |  |  | [PULL FORMULA DOWN] | [PULL FORMULA DOWN]
# | Primary Fuel | Secondary Fuel (blank OK) | End Use | Market (RET or MD) | Custom Field (blank OK) | Fuel Abbreviations | End Use Abbr. | UNIQUE MEASURE NAME | Long Name |  |  | Sector
1 | Electric |  | Refrigeration | MD |  | E | Refr | CI High Eff Small Walk In_CI, E - Refr (MD) | High Efficiency Small Walk-in |  |  | Sector | Residential | C&I
2 | [11 empty] | Abbreviation | Res | CI
3
4 | [11 empty] | Market
5 | [11 empty] | Market | Retrofit | Market-Driven
6 | [11 empty] | Abbreviation | RET | MD
7
8 | [11 empty] | Building Types
9 | [11 empty] | Building Types | Single Family | Multifamily | LI Single Family | LI Multifamily | Small Education - College/University | Small Education - Other | Small Grocery | Small Health - Hospital | Small Health - Other | Small Industrial Manufacturing | Small Institutional/Public Service | Small Lodging | Small Miscellaneous/Other | Small Office | Small Restaurant | Small Retail | Small Warehouse | Large Education - College/University | Large Education - Other | Large Grocery | Large Health - Hospital | Large Health - Other | Large Industrial Manufacturing | Large Institutional/Public Service | Large Lodging | Large Miscellaneous/Other | Large Office | Large Restaurant | Large Retail | Large Warehouse
10
End Use
[12 empty] | End Use | Appliances | Cooking | Cooling | Exterior Lighting | Interior Lighting | Other | Plug Loads | Refrigeration | Space Heating | Ventilation | Water Heating | Drives | Motors and VFDs | Compressed Air Systems | Process Cooling and Refrigeration | Process Heating | Total Electric | Total Gas
[12 empty] | Abbreviation | Appl | Cook | Cool | ExtL | IntL | Oth | Plug | Refr | Heat | Vent | HWat | Driv | Motr | CAS | PrC | PrH | TotE | TotG
KEY FOR MEASURE DATA ROWS
CALCULATED FIELD
ENTER MANUALLY OR FORMULAICALLY FROM CALCULATIONS SECTION
MEASURE DATA
SOURCES
| GENERAL ('Measures' Sheet) INPUTS | 1 | 2 | 3 | 4 | 5 | 6 | 7 | 8 | 9 | 10 | 1 | 2 | 3 | 4 | 5 | 6 | 7 | 8 | 9 | 10
1 | Measure Name | 1: CI High Eff Small Walk In_CI, E - Refr (MD); SOURCES 1: CI High Eff Small Walk In_CI, E - Refr (MD)
2 | Measure Long Name | 1: High Efficiency Small Walk-in; SOURCES 1: -
3 | Parent Measure Name | 1: CI High Eff Small Walk In_CI, E - Refr (MD); SOURCES 1: -
4 | Parent Measure Long Name | 1: High Efficiency Small Walk-in; SOURCES 1: -
5 | Sector | 1: C&I; SOURCES 1: -
6 | Description | bar: 1; SOURCES 1
7 | Life | 1: 15; SOURCES 1: -
8 | Exist. Life | bar: 1; SOURCES 1
9 | Primary Fuel | bar: 1 to SOURCES 1
10 | Secondary Fuel | bar: SOURCES 1
11 | Primary Fuel End Use | 1: Refrigeration; SOURCES 1: -
12 | Secondary Fuel End Use | bar: 1; SOURCES 1
13 | Elec Load Shape | bar: 1; SOURCES 1
14 | Fuel Switch (Y/N) | bar: 1; SOURCES 1
15 | Waste Heat Adjust. (Y/N) | bar: 1; SOURCES 1
16 | Depends On | bar: 1; SOURCES 1
17 | Links With | bar: 1; SOURCES 1
18 | Mutual Exclusivity | bar: 1; SOURCES 1
19 | bar: SOURCES 1
20 | GENERAL ('MeasChars' Sheet) INPUTS | 1: High Efficiency Small Walk-in; SOURCES 1: -
21 | Mkt (MD or RET) | bar: 1 to SOURCES 1
22 | Target Markets (NC, RENO, REPL, RET) | 1: #REF!; SOURCES 1: -
23 | Baseline Description | bar: 1; SOURCES 1
24 | Efficient Description | bar: 1; SOURCES 1
25 | Start Year | 1: #REF!; SOURCES 1: -
26 | End Year | 1: #REF!; SOURCES 1: -
27 | Building type assumed for characterization | 1: Large Grocery; SOURCES 1: -
28 | Units for Costs & Savings Values | bar: 1; SOURCES 1
29 | Efficient kW ¦ MMBtu | bar: 1; SOURCES 1
30 | Baseline kW ¦ MMBtu | bar: 1; SOURCES 1
31 | Full Load Hours | bar: 1; SOURCES 1
32 | kWh ¦ MMBtu Annual Savings | 1: 854.6667; SOURCES 1: -
33 | % Savings (primary fuel) | 1: 0%; SOURCES 1: 3,12
34 | Efficient Equip Cost | bar: 1; SOURCES 1
35 | Baseline Equip Cost | bar: 1; SOURCES 1
36 | Incremental Cost | 1: 161.75; SOURCES 1: -
37 | Incremental Cost per kWh ¦ MMBtu Saved | 1: 0.2152; SOURCES 1: 12
38 | bar: SOURCES 1
39 | SECONDARY END-USE FUEL IMPACTS (MMBtu/kWh), OR Elec Impacts (kWh/MMBtu) | 1: High Efficiency Small Walk-in; SOURCES 1: -
40 | Fossil Fuel (or Elec) Savings - increased use is negative (MMBtu/yr ¦ kWh/yr) | bar: 1; SOURCES 1
41 | Annual Fossil Fuel (or Elec) Savings per Elec (or FF) Savings - increased is negative (MMBtu/kWh ¦ kWh/MMBtu saved) | bar: 1; SOURCES 1
42 | bar: SOURCES 1
43 | EARLY-RETIREMENT RETROFIT MEASURE INPUTS | bar: SOURCES 1
44 | Baseline Equip. Life | bar: 1; SOURCES 1
45 | Baseline Equip. Age | bar: 1; SOURCES 1
46 | Baseline Cost | bar: 1; SOURCES 1
47 | Baseline Cost per kWh ¦ MMBtu saved | bar: 1; SOURCES 1
48 | Baseline shift savings factor (for RET) | bar: 1; SOURCES 1
49 | bar: SOURCES 1
50 | O&M INPUTS | bar: SOURCES 1
51 | Efficient Component 1 (description) | bar: 1; SOURCES 1
52 | Eff Component 1 Life (years) | bar: 1; SOURCES 1
53 | Eff Component 1 Replacement Cost | bar: 1; SOURCES 1
54 | Eff Component 1 Replacement Cost per kWh ¦ MMBtu saved | bar: 1; SOURCES 1
55 | Efficient Component 2 (description) | bar: 1; SOURCES 1
56 | Eff Component 2 Life (years) | bar: 1; SOURCES 1
57 | Eff Component 2 Replacement Cost | bar: 1; SOURCES 1
58 | Eff Component 2 Replacement Cost per kWh ¦ MMBtu saved | bar: 1; SOURCES 1
59 | Baseline Component 1 (description) | bar: 1; SOURCES 1
60 | Baseline Component 1 Life (years) | bar: 1; SOURCES 1
61 | Baseline Component 1 Replacement Cost | bar: 1; SOURCES 1
62 | Baseline Component 1 Replacement Cost per kWh ¦ MMBtu saved | bar: 1; SOURCES 1
63 | Baseline Component 2 (description) | bar: 1; SOURCES 1
64 | Baseline Component 2 Life (years) | bar: 1; SOURCES 1
65 | Baseline Component 2 Replacement Cost | bar: 1; SOURCES 1
66 | Baseline Component 2 Replacement Cost per kWh ¦ MMBtu saved | bar: 1; SOURCES 1
67 | O&M Annual Levelized Cost ($/kWh ¦ $/MMBtu) | bar: 1; SOURCES 1
68 | bar: SOURCES 1
69 | Water INPUTS | bar: SOURCES 1
70 | Water (gal/yr) | bar: 1; SOURCES 1
71 | Water [gal/yr per kWh ¦ MMBtu saved] | bar: 1; SOURCES 1
ΔkWh = HP * kWhHP
CALCULATIONS
| INPUTS/VARIABLES | 1: VALUE; 2: SOURCE; 3: DESCRIPTION
| Measure life | 1: 15; 2: IL TRM V12 pg. 840-843
| Incremental cost | 1: 161.75; 2: IL TRM V12 pg. 840-843
| HP | 1: 3; 2: IL TRM V12 pg. 840-843; 3: Horsepower of Compressor
| kWhHP | 1: Table; 2: IL TRM V12 pg. 840-843; 3: Savings factor, kWh per horsepower of compressor rating. Per the tables below based on weather zone, condensing unit type, and temperature range
| Zone | 1: Unit Type; 2: Low Temp (Freezer); 3: Med Temp (Freezer); 4: Unknown Temp
| Rockford | 1: Self-Contained Unit; 2: 252; 3: 131; 4: 170
| Rockford | 1: Remote Condensing Unit; 2: 482; 3: 451; 4: 461
| Rockford | 1: Unknown; 2: 367; 3: 291; 4: 315
| Chicago | 1: Self-Contained Unit; 2: 252; 3: 131; 4: 170
| Chicago | 1: Remote Condensing Unit; 2: 465; 3: 435; 4: 445
| Chicago | 1: Unknown; 2: 358; 3: 283; 4: 307
| Springfield | 1: Self-Contained Unit; 2: 252; 3: 131; 4: 170
| Springfield | 1: Remote Condensing Unit; 2: 403; 3: 377; 4: 385
| Springfield | 1: Unknown; 2: 327; 3: 254; 4: 278
| Belleville | 1: Self-Contained Unit; 2: 252; 3: 131; 4: 170
| Belleville | 1: Remote Condensing Unit; 2: 321; 3: 301; 4: 307
| Belleville | 1: Unknown; 2: 287; 3: 216; 4: 239
| Marion | 1: Self-Contained Unit; 2: 252; 3: 131; 4: 170
| Marion | 1: Remote Condensing Unit; 2: 328; 3: 307; 4: 314
| Marion | 1: Unknown; 2: 290; 3: 219; 4: 242
| Average | 1: Self-Contained Unit; 2: 252; 3: 131; 4: 170
| Average | 1: Remote Condensing Unit; 2: 399.8; 3: 374.2; 4: 382.4
| Average | 1: Unknown; 2: 325.8; 3: 252.6; 4: 276.2
| Freezer Type | 1: Unit Type; 2: delkWH; 3: delkW; 4: % Savings; 5: Incremental Cost; 6: Incremental Cost/kWh; 7: Weighting
| Low Temp | 1: Self-Contained Unit; 2: 756; 6: 0.21396; 7: 0.11111
| Low Temp | 1: Remote Condensing Unit; 2: 1199.4; 6: 0.13486; 7: 0.11111
| Low Temp | 1: Unknown; 2: 977.4; 6: 0.16549; 7: 0.11111
| Med Temp | 1: Self-Contained Unit; 2: 393; 6: 0.41158; 7: 0.11111
| Med Temp | 1: Remote Condensing Unit; 2: 1122.6; 6: 0.14409; 7: 0.11111
| Med Temp | 1: Unknown; 2: 757.8; 6: 0.21345; 7: 0.11111
| Unknown Temp | 1: Self-Contained Unit; 2: 510; 6: 0.31716; 7: 0.11111
| Unknown Temp | 1: Remote Condensing Unit; 2: 1147.2; 6: 0.141; 7: 0.11111
| Unknown Temp | 1: Unknown; 2: 828.6; 6: 0.19521; 7: 0.11111
| WEIGHTED AVERAGE | 2: 854.6667; 3: 0; 4: 0; 5: 0; 6: 0.2152
Note on C112: [Threaded comment] Your version of Excel allows you to read this threaded comment; however, any edits to it will get removed if the file is opened in a newer version of Excel. Learn more: https://go.microsoft.com/fwlink/?linkid=870924 Comment: Random assumption from the IL TRM example

## CI Loading Dock Pit Seals
| MEASURE GROUP DEFINITION |  |  |  | REGION | #REF!
| INPUT CELLS | CALCULATED CELLS
| MEASURE NAME | [10 empty] | TAB NAMING LOOKUPS (DEFINED BY OVERALL PROJECT, NOT SPECIFIC MEASURE)
| Short Name (Same as Tab Name!) | Long Name | Sector (full name) | Life | Life Source | [6 empty] | Fuel Type
| CI Loading Dock Pit Seals | High Speed Overhead Doors | C&I | 16 | 3 | [6 empty] | Fuel | Electric | Gas | Oil | Propane
[12 empty] | Abbreviation | E | G | O | P
| TAB BREAKOUT |  |  |  |  | [PULL FORMULA DOWN] | [PULL FORMULA DOWN]
# | Primary Fuel | Secondary Fuel (blank OK) | End Use | Market (RET or MD) | Custom Field (blank OK) | Fuel Abbreviations | End Use Abbr. | UNIQUE MEASURE NAME | Long Name |  |  | Sector
1 | Electric |  | Refrigeration | RET |  | E | Refr | CI Loading Dock Pit Seals_CI, E - Refr (RET) | High Speed Overhead Doors |  |  | Sector | Residential | C&I
2 | [11 empty] | Abbreviation | Res | CI
3
4 | [11 empty] | Market
5 | [11 empty] | Market | Retrofit | Market-Driven
6 | [11 empty] | Abbreviation | RET | MD
7
8 | [11 empty] | Building Types
9 | [11 empty] | Building Types | Single Family | Multifamily | LI Single Family | LI Multifamily | Small Education - College/University | Small Education - Other | Small Grocery | Small Health - Hospital | Small Health - Other | Small Industrial Manufacturing | Small Institutional/Public Service | Small Lodging | Small Miscellaneous/Other | Small Office | Small Restaurant | Small Retail | Small Warehouse | Large Education - College/University | Large Education - Other | Large Grocery | Large Health - Hospital | Large Health - Other | Large Industrial Manufacturing | Large Institutional/Public Service | Large Lodging | Large Miscellaneous/Other | Large Office | Large Restaurant | Large Retail | Large Warehouse
10
End Use
[12 empty] | End Use | Appliances | Cooking | Cooling | Exterior Lighting | Interior Lighting | Other | Plug Loads | Refrigeration | Space Heating | Ventilation | Water Heating | Drives | Motors and VFDs | Compressed Air Systems | Process Cooling and Refrigeration | Process Heating | Total Electric | Total Gas
[12 empty] | Abbreviation | Appl | Cook | Cool | ExtL | IntL | Oth | Plug | Refr | Heat | Vent | HWat | Driv | Motr | CAS | PrC | PrH | TotE | TotG
KEY FOR MEASURE DATA ROWS
CALCULATED FIELD
ENTER MANUALLY OR FORMULAICALLY FROM CALCULATIONS SECTION
MEASURE DATA
SOURCES
| GENERAL ('Measures' Sheet) INPUTS | 1 | 2 | 3 | 4 | 5 | 6 | 7 | 8 | 9 | 10 | 1 | 2 | 3 | 4 | 5 | 6 | 7 | 8 | 9 | 10
1 | Measure Name | 1: CI Loading Dock Pit Seals_CI, E - Refr (RET); SOURCES 1: CI Loading Dock Pit Seals_CI, E - Refr (RET)
2 | Measure Long Name | 1: High Speed Overhead Doors; SOURCES 1: -
3 | Parent Measure Name | bar: 1; SOURCES 1
4 | Parent Measure Long Name | bar: 1; SOURCES 1
5 | Sector | 1: C&I; SOURCES 1: -
6 | Description | 1: By installing a floating head pressure control (FHPCs) condenser system, the refrigeration system can change condensing temperatures in response to different outdoor temperatures.; SOURCES 1: -
7 | Life | 1: 16; SOURCES 1: -
8 | Exist. Life | bar: 1; SOURCES 1
9 | Primary Fuel | bar: 1 to SOURCES 1
10 | Secondary Fuel | bar: SOURCES 1
11 | Primary Fuel End Use | 1: Refrigeration; SOURCES 1: -
12 | Secondary Fuel End Use | bar: 1; SOURCES 1
13 | Elec Load Shape | bar: 1; SOURCES 1
14 | Fuel Switch (Y/N) | bar: 1; SOURCES 1
15 | Waste Heat Adjust. (Y/N) | bar: 1; SOURCES 1
16 | Depends On | bar: 1; SOURCES 1
17 | Links With | bar: 1; SOURCES 1
18 | Mutual Exclusivity | bar: 1; SOURCES 1
19 | bar: SOURCES 1
20 | GENERAL ('MeasChars' Sheet) INPUTS | 1: High Speed Overhead Doors; SOURCES 1: -
21 | Mkt (MD or RET) | 1: RET; SOURCES 1: -
22 | Target Markets (NC, RENO, REPL, RET) | 1: RET; SOURCES 1: -
23 | Baseline Description | 1: No floating head pressure control; SOURCES 1: -
24 | Efficient Description | 1: Install floating head pressure control; SOURCES 1: -
25 | Start Year | 1: #REF!; SOURCES 1: -
26 | End Year | 1: #REF!; SOURCES 1: -
27 | Building type assumed for characterization | 1: Large Grocery; SOURCES 1: -
28 | Units for Costs & Savings Values | bar: 1; SOURCES 1
29 | Efficient kW ¦ MMBtu | bar: 1; SOURCES 1
30 | Baseline kW ¦ MMBtu | bar: 1; SOURCES 1
31 | Full Load Hours | bar: 1; SOURCES 1
32 | kWh ¦ MMBtu Annual Savings | 1: 0; SOURCES 1: -
33 | % Savings (primary fuel) | 1: 0%; SOURCES 1: 3,12
34 | Efficient Equip Cost | bar: 1; SOURCES 1
35 | Baseline Equip Cost | bar: 1; SOURCES 1
36 | Incremental Cost | 1: 0; SOURCES 1: -
37 | Incremental Cost per kWh ¦ MMBtu Saved | 1: 0; SOURCES 1: 12
38 | bar: SOURCES 1
39 | SECONDARY END-USE FUEL IMPACTS (MMBtu/kWh), OR Elec Impacts (kWh/MMBtu) | 1: High Speed Overhead Doors; SOURCES 1: -
40 | Fossil Fuel (or Elec) Savings - increased use is negative (MMBtu/yr ¦ kWh/yr) | bar: 1; SOURCES 1
41 | Annual Fossil Fuel (or Elec) Savings per Elec (or FF) Savings - increased is negative (MMBtu/kWh ¦ kWh/MMBtu saved) | bar: 1; SOURCES 1
42 | bar: SOURCES 1
43 | EARLY-RETIREMENT RETROFIT MEASURE INPUTS | bar: SOURCES 1
44 | Baseline Equip. Life | bar: 1; SOURCES 1
45 | Baseline Equip. Age | bar: 1; SOURCES 1
46 | Baseline Cost | bar: 1; SOURCES 1
47 | Baseline Cost per kWh ¦ MMBtu saved | bar: 1; SOURCES 1
48 | Baseline shift savings factor (for RET) | bar: 1; SOURCES 1
49 | bar: SOURCES 1
50 | O&M INPUTS | bar: SOURCES 1
51 | Efficient Component 1 (description) | bar: 1; SOURCES 1
52 | Eff Component 1 Life (years) | bar: 1; SOURCES 1
53 | Eff Component 1 Replacement Cost | bar: 1; SOURCES 1
54 | Eff Component 1 Replacement Cost per kWh ¦ MMBtu saved | bar: 1; SOURCES 1
55 | Efficient Component 2 (description) | bar: 1; SOURCES 1
56 | Eff Component 2 Life (years) | bar: 1; SOURCES 1
57 | Eff Component 2 Replacement Cost | bar: 1; SOURCES 1
58 | Eff Component 2 Replacement Cost per kWh ¦ MMBtu saved | bar: 1; SOURCES 1
59 | Baseline Component 1 (description) | bar: 1; SOURCES 1
60 | Baseline Component 1 Life (years) | bar: 1; SOURCES 1
61 | Baseline Component 1 Replacement Cost | bar: 1; SOURCES 1
62 | Baseline Component 1 Replacement Cost per kWh ¦ MMBtu saved | bar: 1; SOURCES 1
63 | Baseline Component 2 (description) | bar: 1; SOURCES 1
64 | Baseline Component 2 Life (years) | bar: 1; SOURCES 1
65 | Baseline Component 2 Replacement Cost | bar: 1; SOURCES 1
66 | Baseline Component 2 Replacement Cost per kWh ¦ MMBtu saved | bar: 1; SOURCES 1
67 | O&M Annual Levelized Cost ($/kWh ¦ $/MMBtu) | bar: 1; SOURCES 1
68 | bar: SOURCES 1
69 | Water INPUTS | bar: SOURCES 1
70 | Water (gal/yr) | bar: 1; SOURCES 1
71 | Water [gal/yr per kWh ¦ MMBtu saved] | bar: 1; SOURCES 1
ΔkWhcooling = Qtbs * topen * CD / EER
ΔkWhheating = Qbs * topen * HD * (100 kBtu/therm )/( HSPF * (3.412 kBtu/kWh) )
CALCULATIONS
| INPUTS/VARIABLES | 1: VALUE; 2: SOURCE; 3: DESCRIPTION
| Qtbs | 1: 16; 2: IL TRM V12 pg. 800-802
| topen | 1: 150; 2: IL TRM V12 pg. 800-802
| CD | 1: 0.44; 2: IL TRM V12 pg. 800-802
| EER | 1: Table; 2: IL TRM V12 pg. 800-802; 3: Connected load kW for typical reach-in refrigerator or freezer door and frame with a heater
| NUMdoors | 1: 1; 2: IL TRM V12 pg. 800-802; 3: Number of reach-in refrigerator or freezer doors controlled by sensor
| ESF | 1: 0.45; 2: IL TRM V12 pg. 800-802; 3: Energy Savings Factor; represents the percentage of hours annually that the door heater is powered off due to the controls
| BF | 1: Table; 2: IL TRM V12 pg. 800-802; 3: Bonus Factor; represents the increased savings due to reduction in cooling load inside the cases, and the increase in cooling load in the building space to cool the additional heat generated by the door heaters
hic
| Relative Humidity | 1: 67; 2: 72; 3: 77
| 60 | 1: 25.5; 2: 28.5; 3: 31.8
| 50 | 1: 23.9; 2: 26.6; 3: 29.5
| 40 | 1: 22.3; 2: 24.7; 3: 27.3
| delkWH | 1: delkW; 2: % Savings; 3: Incremental Cost; 4: Incremental Cost/kWh; 5: Weighting
| #REF! | 1: #REF!; 3: 150; 4: #REF!
Note on C113: [Threaded comment] Your version of Excel allows you to read this threaded comment; however, any edits to it will get removed if the file is opened in a newer version of Excel. Learn more: https://go.microsoft.com/fwlink/?linkid=870924 Comment: IL TRM specific value
Note on C115: [Threaded comment] Your version of Excel allows you to read this threaded comment; however, any edits to it will get removed if the file is opened in a newer version of Excel. Learn more: https://go.microsoft.com/fwlink/?linkid=870924 Comment: Measure evaluated for the unitary condition
Note on C116: [Threaded comment] Your version of Excel allows you to read this threaded comment; however, any edits to it will get removed if the file is opened in a newer version of Excel. Learn more: https://go.microsoft.com/fwlink/?linkid=870924 Comment: Region agnostic value from NEEP study: 9 Difference in effective runtime of an uncontrolled heater and all control style heater controls. Anti-sweat door heater control reduced run time. The Cadmus Group, Commercial Refrigeration Loadshape Project Final Report, Northeast Energy Efficiency Partnerships, Regional Evaluation, Measurement, and Verification Forum, Lexington, MA 2015. Page 69, Section 4.1.4, Table 37

## CI Low Heat Doors
| MEASURE GROUP DEFINITION |  |  |  | REGION | #REF!
| INPUT CELLS | CALCULATED CELLS
| MEASURE NAME | [10 empty] | TAB NAMING LOOKUPS (DEFINED BY OVERALL PROJECT, NOT SPECIFIC MEASURE)
| Short Name (Same as Tab Name!) | Long Name | Sector (full name) | Life | Life Source | [6 empty] | Fuel Type
| CI Low Heat Doors | Low Heat or No Heat Doors | C&I | 0 | [7 empty] | Fuel | Electric | Gas | Oil | Propane
[12 empty] | Abbreviation | E | G | O | P
| TAB BREAKOUT |  |  |  |  | [PULL FORMULA DOWN] | [PULL FORMULA DOWN]
# | Primary Fuel | Secondary Fuel (blank OK) | End Use | Market (RET or MD) | Custom Field (blank OK) | Fuel Abbreviations | End Use Abbr. | UNIQUE MEASURE NAME | Long Name |  |  | Sector
1 | Electric |  | Refrigeration | RET |  | E | Refr | CI Low Heat Doors_CI, E - Refr (RET) | Low Heat or No Heat Doors |  |  | Sector | Residential | C&I
2 | [11 empty] | Abbreviation | Res | CI
3
4 | [11 empty] | Market
5 | [11 empty] | Market | Retrofit | Market-Driven
6 | [11 empty] | Abbreviation | RET | MD
7
8 | [11 empty] | Building Types
9 | [11 empty] | Building Types | Single Family | Multifamily | LI Single Family | LI Multifamily | Small Education - College/University | Small Education - Other | Small Grocery | Small Health - Hospital | Small Health - Other | Small Industrial Manufacturing | Small Institutional/Public Service | Small Lodging | Small Miscellaneous/Other | Small Office | Small Restaurant | Small Retail | Small Warehouse | Large Education - College/University | Large Education - Other | Large Grocery | Large Health - Hospital | Large Health - Other | Large Industrial Manufacturing | Large Institutional/Public Service | Large Lodging | Large Miscellaneous/Other | Large Office | Large Restaurant | Large Retail | Large Warehouse
10
End Use
[12 empty] | End Use | Appliances | Cooking | Cooling | Exterior Lighting | Interior Lighting | Other | Plug Loads | Refrigeration | Space Heating | Ventilation | Water Heating | Drives | Motors and VFDs | Compressed Air Systems | Process Cooling and Refrigeration | Process Heating | Total Electric | Total Gas
[12 empty] | Abbreviation | Appl | Cook | Cool | ExtL | IntL | Oth | Plug | Refr | Heat | Vent | HWat | Driv | Motr | CAS | PrC | PrH | TotE | TotG
KEY FOR MEASURE DATA ROWS
CALCULATED FIELD
ENTER MANUALLY OR FORMULAICALLY FROM CALCULATIONS SECTION
MEASURE DATA
SOURCES
| GENERAL ('Measures' Sheet) INPUTS | 1 | 2 | 3 | 4 | 5 | 6 | 7 | 8 | 9 | 10 | 1 | 2 | 3 | 4 | 5 | 6 | 7 | 8 | 9 | 10
1 | Measure Name | 1: CI Low Heat Doors_CI, E - Refr (RET); SOURCES 1: CI Low Heat Doors_CI, E - Refr (RET)
2 | Measure Long Name | 1: Low Heat or No Heat Doors; SOURCES 1: -
3 | Parent Measure Name | 1: CI Low Heat Doors_CI, E - Refr (RET); SOURCES 1: -
4 | Parent Measure Long Name | 1: Low Heat or No Heat Doors; SOURCES 1: -
5 | Sector | 1: C&I; SOURCES 1: -
6 | Description | bar: 1; SOURCES 1
7 | Life | 1: 0; SOURCES 1: -
8 | Exist. Life | bar: 1; SOURCES 1
9 | Primary Fuel | bar: 1 to SOURCES 1
10 | Secondary Fuel | bar: SOURCES 1
11 | Primary Fuel End Use | 1: Refrigeration; SOURCES 1: -
12 | Secondary Fuel End Use | bar: 1; SOURCES 1
13 | Elec Load Shape | bar: 1; SOURCES 1
14 | Fuel Switch (Y/N) | bar: 1; SOURCES 1
15 | Waste Heat Adjust. (Y/N) | bar: 1; SOURCES 1
16 | Depends On | bar: 1; SOURCES 1
17 | Links With | bar: 1; SOURCES 1
18 | Mutual Exclusivity | bar: 1; SOURCES 1
19 | bar: SOURCES 1
20 | GENERAL ('MeasChars' Sheet) INPUTS | 1: Low Heat or No Heat Doors; SOURCES 1: -
21 | Mkt (MD or RET) | 1: RET; SOURCES 1: -
22 | Target Markets (NC, RENO, REPL, RET) | 1: RET; SOURCES 1: -
23 | Baseline Description | bar: 1; SOURCES 1
24 | Efficient Description | bar: 1; SOURCES 1
25 | Start Year | 1: #REF!; SOURCES 1: -
26 | End Year | 1: #REF!; SOURCES 1: -
27 | Building type assumed for characterization | 1: Large Grocery; SOURCES 1: -
28 | Units for Costs & Savings Values | bar: 1; SOURCES 1
29 | Efficient kW ¦ MMBtu | bar: 1; SOURCES 1
30 | Baseline kW ¦ MMBtu | bar: 1; SOURCES 1
31 | Full Load Hours | bar: 1; SOURCES 1
32 | kWh ¦ MMBtu Annual Savings | 1: 0; SOURCES 1: -
33 | % Savings (primary fuel) | 1: 0%; SOURCES 1: 3,12
34 | Efficient Equip Cost | bar: 1; SOURCES 1
35 | Baseline Equip Cost | bar: 1; SOURCES 1
36 | Incremental Cost | 1: 0; SOURCES 1: -
37 | Incremental Cost per kWh ¦ MMBtu Saved | 1: 0; SOURCES 1: 12
38 | bar: SOURCES 1
39 | SECONDARY END-USE FUEL IMPACTS (MMBtu/kWh), OR Elec Impacts (kWh/MMBtu) | 1: Low Heat or No Heat Doors; SOURCES 1: -
40 | Fossil Fuel (or Elec) Savings - increased use is negative (MMBtu/yr ¦ kWh/yr) | bar: 1; SOURCES 1
41 | Annual Fossil Fuel (or Elec) Savings per Elec (or FF) Savings - increased is negative (MMBtu/kWh ¦ kWh/MMBtu saved) | bar: 1; SOURCES 1
42 | bar: SOURCES 1
43 | EARLY-RETIREMENT RETROFIT MEASURE INPUTS | bar: SOURCES 1
44 | Baseline Equip. Life | bar: 1; SOURCES 1
45 | Baseline Equip. Age | bar: 1; SOURCES 1
46 | Baseline Cost | bar: 1; SOURCES 1
47 | Baseline Cost per kWh ¦ MMBtu saved | bar: 1; SOURCES 1
48 | Baseline shift savings factor (for RET) | bar: 1; SOURCES 1
49 | bar: SOURCES 1
50 | O&M INPUTS | bar: SOURCES 1
51 | Efficient Component 1 (description) | bar: 1; SOURCES 1
52 | Eff Component 1 Life (years) | bar: 1; SOURCES 1
53 | Eff Component 1 Replacement Cost | bar: 1; SOURCES 1
54 | Eff Component 1 Replacement Cost per kWh ¦ MMBtu saved | bar: 1; SOURCES 1
55 | Efficient Component 2 (description) | bar: 1; SOURCES 1
56 | Eff Component 2 Life (years) | bar: 1; SOURCES 1
57 | Eff Component 2 Replacement Cost | bar: 1; SOURCES 1
58 | Eff Component 2 Replacement Cost per kWh ¦ MMBtu saved | bar: 1; SOURCES 1
59 | Baseline Component 1 (description) | bar: 1; SOURCES 1
60 | Baseline Component 1 Life (years) | bar: 1; SOURCES 1
61 | Baseline Component 1 Replacement Cost | bar: 1; SOURCES 1
62 | Baseline Component 1 Replacement Cost per kWh ¦ MMBtu saved | bar: 1; SOURCES 1
63 | Baseline Component 2 (description) | bar: 1; SOURCES 1
64 | Baseline Component 2 Life (years) | bar: 1; SOURCES 1
65 | Baseline Component 2 Replacement Cost | bar: 1; SOURCES 1
66 | Baseline Component 2 Replacement Cost per kWh ¦ MMBtu saved | bar: 1; SOURCES 1
67 | O&M Annual Levelized Cost ($/kWh ¦ $/MMBtu) | bar: 1; SOURCES 1
68 | bar: SOURCES 1
69 | Water INPUTS | bar: SOURCES 1
70 | Water (gal/yr) | bar: 1; SOURCES 1
71 | Water [gal/yr per kWh ¦ MMBtu saved] | bar: 1; SOURCES 1
ΔkWhcooling = Qtbs * topen * CD / EER
ΔkWhheating = Qbs * topen * HD * (100 kBtu/therm )/( HSPF * (3.412 kBtu/kWh) )
CALCULATIONS
| INPUTS/VARIABLES | 1: VALUE; 2: SOURCE; 3: DESCRIPTION
hic
| Relative Humidity | 1: 67; 2: 72; 3: 77
| 60 | 1: 25.5; 2: 28.5; 3: 31.8
| 50 | 1: 23.9; 2: 26.6; 3: 29.5
| 40 | 1: 22.3; 2: 24.7; 3: 27.3
| delkWH | 1: delkW; 2: % Savings; 3: Incremental Cost; 4: Incremental Cost/kWh; 5: Weighting
| #REF! | 1: #REF!; 3: 0; 4: #REF!
Note on C113: [Threaded comment] Your version of Excel allows you to read this threaded comment; however, any edits to it will get removed if the file is opened in a newer version of Excel. Learn more: https://go.microsoft.com/fwlink/?linkid=870924 Comment: IL TRM specific value
Note on C115: [Threaded comment] Your version of Excel allows you to read this threaded comment; however, any edits to it will get removed if the file is opened in a newer version of Excel. Learn more: https://go.microsoft.com/fwlink/?linkid=870924 Comment: Measure evaluated for the unitary condition
Note on C116: [Threaded comment] Your version of Excel allows you to read this threaded comment; however, any edits to it will get removed if the file is opened in a newer version of Excel. Learn more: https://go.microsoft.com/fwlink/?linkid=870924 Comment: Region agnostic value from NEEP study: 9 Difference in effective runtime of an uncontrolled heater and all control style heater controls. Anti-sweat door heater control reduced run time. The Cadmus Group, Commercial Refrigeration Loadshape Project Final Report, Northeast Energy Efficiency Partnerships, Regional Evaluation, Measurement, and Verification Forum, Lexington, MA 2015. Page 69, Section 4.1.4, Table 37

## CI Evap Fan Perm Magnet
| MEASURE GROUP DEFINITION |  |  |  | REGION | #REF!
| INPUT CELLS | CALCULATED CELLS
| MEASURE NAME | [10 empty] | TAB NAMING LOOKUPS (DEFINED BY OVERALL PROJECT, NOT SPECIFIC MEASURE)
| Short Name (Same as Tab Name!) | Long Name | Sector (full name) | Life | Life Source | [6 empty] | Fuel Type
| CI Evap Fan Perm Magnet | Permanent Magnet Synchronous Fan Motor Evaporator Fan Motor Retrofit | C&I | 15 | NY TRM V11 | [6 empty] | Fuel | Electric | Gas | Oil | Propane
[12 empty] | Abbreviation | E | G | O | P
| TAB BREAKOUT |  |  |  |  | [PULL FORMULA DOWN] | [PULL FORMULA DOWN]
# | Primary Fuel | Secondary Fuel (blank OK) | End Use | Market (RET or MD) | Custom Field (blank OK) | Fuel Abbreviations | End Use Abbr. | UNIQUE MEASURE NAME | Long Name |  |  | Sector
1 | Electric |  | Refrigeration | RET |  | E | Refr | CI Evap Fan Perm Magnet_CI, E - Refr (RET) | Permanent Magnet Synchronous Fan Motor Evaporator Fan Motor Retrofit |  |  | Sector | Residential | C&I
2 | [11 empty] | Abbreviation | Res | CI
3
4 | [11 empty] | Market
5 | [11 empty] | Market | Retrofit | Market-Driven
6 | [11 empty] | Abbreviation | RET | MD
7
8 | [11 empty] | Building Types
9 | [11 empty] | Building Types | Single Family | Multifamily | LI Single Family | LI Multifamily | Small Education - College/University | Small Education - Other | Small Grocery | Small Health - Hospital | Small Health - Other | Small Industrial Manufacturing | Small Institutional/Public Service | Small Lodging | Small Miscellaneous/Other | Small Office | Small Restaurant | Small Retail | Small Warehouse | Large Education - College/University | Large Education - Other | Large Grocery | Large Health - Hospital | Large Health - Other | Large Industrial Manufacturing | Large Institutional/Public Service | Large Lodging | Large Miscellaneous/Other | Large Office | Large Restaurant | Large Retail | Large Warehouse
10
End Use
[12 empty] | End Use | Appliances | Cooking | Cooling | Exterior Lighting | Interior Lighting | Other | Plug Loads | Refrigeration | Space Heating | Ventilation | Water Heating | Drives | Motors and VFDs | Compressed Air Systems | Process Cooling and Refrigeration | Process Heating | Total Electric | Total Gas
[12 empty] | Abbreviation | Appl | Cook | Cool | ExtL | IntL | Oth | Plug | Refr | Heat | Vent | HWat | Driv | Motr | CAS | PrC | PrH | TotE | TotG
KEY FOR MEASURE DATA ROWS
CALCULATED FIELD
ENTER MANUALLY OR FORMULAICALLY FROM CALCULATIONS SECTION
MEASURE DATA
SOURCES
| GENERAL ('Measures' Sheet) INPUTS | 1 | 2 | 3 | 4 | 5 | 6 | 7 | 8 | 9 | 10 | 1 | 2 | 3 | 4 | 5 | 6 | 7 | 8 | 9 | 10
1 | Measure Name | 1: CI Evap Fan Perm Magnet_CI, E - Refr (RET); SOURCES 1: CI Evap Fan Perm Magnet_CI, E - Refr (RET)
2 | Measure Long Name | 1: Permanent Magnet Synchronous Fan Motor Evaporator Fan Motor Retrofit; SOURCES 1: -
3 | Parent Measure Name | 1: CI Evap Fan Perm Magnet_CI, E - Refr (RET); SOURCES 1: -
4 | Parent Measure Long Name | 1: Permanent Magnet Synchronous Fan Motor Evaporator Fan Motor Retrofit; SOURCES 1: -
5 | Sector | 1: C&I; SOURCES 1: -
6 | Description | 1: This measure covers the replacement of shaded pole (SP), permanent split capacitor (PSC), or electrically commutated (EC) evaporator fan motors with permanent magnet synchronous motors (PMSM) in commercial refrigeration equipment.; SOURCES 1: -
7 | Life | 1: 15; SOURCES 1: -
8 | Exist. Life | bar: 1; SOURCES 1
9 | Primary Fuel | bar: 1 to SOURCES 1
10 | Secondary Fuel | bar: SOURCES 1
11 | Primary Fuel End Use | 1: Refrigeration; SOURCES 1: -
12 | Secondary Fuel End Use | bar: 1; SOURCES 1
13 | Elec Load Shape | bar: 1; SOURCES 1
14 | Fuel Switch (Y/N) | bar: 1; SOURCES 1
15 | Waste Heat Adjust. (Y/N) | bar: 1; SOURCES 1
16 | Depends On | bar: 1; SOURCES 1
17 | Links With | bar: 1; SOURCES 1
18 | Mutual Exclusivity | bar: 1; SOURCES 1
19 | bar: SOURCES 1
20 | GENERAL ('MeasChars' Sheet) INPUTS | 1: Permanent Magnet Synchronous Fan Motor Evaporator Fan Motor Retrofit; SOURCES 1: -
21 | Mkt (MD or RET) | 1: RET; SOURCES 1: -
22 | Target Markets (NC, RENO, REPL, RET) | 1: #REF!; SOURCES 1: -
23 | Baseline Description | 1: The baseline condition for walk-in coolers or freezers manufactured on or after January 1, 2009 is an EC motor1577 with full load efficiency as prescribed by federal energy conservation standards for electric motors in 10 CFR 431.446 and 10 CFR 431.25; SOURCES 1: -
24 | Efficient Description | 1: The compliance condition is a PMSM installed in a commercial refrigerated reach-in display case or walk-in cooler/freezer with full-load efficiency exceeding that prescribed by federal energy conservation standards for electric motors in 10 CFR 431.446 or 10 CFR 431.25,; SOURCES 1: -
25 | Start Year | 1: #REF!; SOURCES 1: -
26 | End Year | 1: #REF!; SOURCES 1: -
27 | Building type assumed for characterization | 1: Large Grocery; SOURCES 1: -
28 | Units for Costs & Savings Values | bar: 1; SOURCES 1
29 | Efficient kW ¦ MMBtu | bar: 1; SOURCES 1
30 | Baseline kW ¦ MMBtu | bar: 1; SOURCES 1
31 | Full Load Hours | bar: 1; SOURCES 1
32 | kWh ¦ MMBtu Annual Savings | 1: 210.4826; SOURCES 1: -
33 | % Savings (primary fuel) | 1: 47.49%; SOURCES 1: 3,12
34 | Efficient Equip Cost | bar: 1; SOURCES 1
35 | Baseline Equip Cost | bar: 1; SOURCES 1
36 | Incremental Cost | 1: 0; SOURCES 1: -
37 | Incremental Cost per kWh ¦ MMBtu Saved | 1: 0; SOURCES 1: 12
38 | bar: SOURCES 1
39 | SECONDARY END-USE FUEL IMPACTS (MMBtu/kWh), OR Elec Impacts (kWh/MMBtu) | 1: Permanent Magnet Synchronous Fan Motor Evaporator Fan Motor Retrofit; SOURCES 1: -
40 | Fossil Fuel (or Elec) Savings - increased use is negative (MMBtu/yr ¦ kWh/yr) | bar: 1; SOURCES 1
41 | Annual Fossil Fuel (or Elec) Savings per Elec (or FF) Savings - increased is negative (MMBtu/kWh ¦ kWh/MMBtu saved) | bar: 1; SOURCES 1
42 | bar: SOURCES 1
43 | EARLY-RETIREMENT RETROFIT MEASURE INPUTS | bar: SOURCES 1
44 | Baseline Equip. Life | bar: 1; SOURCES 1
45 | Baseline Equip. Age | bar: 1; SOURCES 1
46 | Baseline Cost | bar: 1; SOURCES 1
47 | Baseline Cost per kWh ¦ MMBtu saved | bar: 1; SOURCES 1
48 | Baseline shift savings factor (for RET) | bar: 1; SOURCES 1
49 | bar: SOURCES 1
50 | O&M INPUTS | bar: SOURCES 1
51 | Efficient Component 1 (description) | bar: 1; SOURCES 1
52 | Eff Component 1 Life (years) | bar: 1; SOURCES 1
53 | Eff Component 1 Replacement Cost | bar: 1; SOURCES 1
54 | Eff Component 1 Replacement Cost per kWh ¦ MMBtu saved | bar: 1; SOURCES 1
55 | Efficient Component 2 (description) | bar: 1; SOURCES 1
56 | Eff Component 2 Life (years) | bar: 1; SOURCES 1
57 | Eff Component 2 Replacement Cost | bar: 1; SOURCES 1
58 | Eff Component 2 Replacement Cost per kWh ¦ MMBtu saved | bar: 1; SOURCES 1
59 | Baseline Component 1 (description) | bar: 1; SOURCES 1
60 | Baseline Component 1 Life (years) | bar: 1; SOURCES 1
61 | Baseline Component 1 Replacement Cost | bar: 1; SOURCES 1
62 | Baseline Component 1 Replacement Cost per kWh ¦ MMBtu saved | bar: 1; SOURCES 1
63 | Baseline Component 2 (description) | bar: 1; SOURCES 1
64 | Baseline Component 2 Life (years) | bar: 1; SOURCES 1
65 | Baseline Component 2 Replacement Cost | bar: 1; SOURCES 1
66 | Baseline Component 2 Replacement Cost per kWh ¦ MMBtu saved | bar: 1; SOURCES 1
67 | O&M Annual Levelized Cost ($/kWh ¦ $/MMBtu) | bar: 1; SOURCES 1
68 | bar: SOURCES 1
69 | Water INPUTS | bar: SOURCES 1
70 | Water (gal/yr) | bar: 1; SOURCES 1
71 | Water [gal/yr per kWh ¦ MMBtu saved] | bar: 1; SOURCES 1
∆𝑘𝑊ℎ = 𝑢𝑛𝑖𝑡𝑠 × 𝑊𝑒𝑒 1,000 × ( 1 𝐸𝑓𝑓𝑏𝑎𝑠𝑒𝑙𝑖𝑛𝑒 − 1 𝐸𝑓𝑓𝑒𝑒 ) × (1 + 1 𝐶𝑂𝑃𝑟𝑒𝑓) × ℎ𝑟�
CALCULATIONS
| INPUTS/VARIABLES | 1: VALUE; 2: SOURCE; 3: DESCRIPTION
| Wee | 1: See table; 2: NY TRM Pg. 1054
| Effbase | 1: See table; 2: NY TRM Pg. 1054
| Effee | 1: 0.73; 2: NY TRM Pg. 1054
| COPref | 1: See table; 2: NY TRM Pg. 1054; 3: Connected load kW for typical reach-in refrigerator or freezer door and frame with a heater
| hrs | 1: 6062; 2: NY TRM Pg. 1054; 3: Number of reach-in refrigerator or freezer doors controlled by sensor
| CF | 1: 1; 2: NY TRM Pg. 1054; 3: Energy Savings Factor; represents the percentage of hours annually that the door heater is powered off due to the controls
| Measure life | 1: 15; 2: NY TRM Pg. 1054; 3: Bonus Factor; represents the increased savings due to reduction in cooling load inside the cases, and the increase in cooling load in the building space to cool the additional heat generated by the door heaters
Base m
| Refrigeration type | 1: Base Motor type; 2: Wee; 3: Effbase; 4: COPref; 5: delkWh; 6: delkW; 7: % savings; 8: Incremental cost; 9: Incremental cost/kWh; 10: Weight
| Cooler | 1: Shade pole; 2: 12; 3: 0.2; 4: 2.87; 5: 356.0814; 6: 0.05874; 7: 0.72603; 10: 0.16667
| Cooler | 1: PSC; 2: 12; 3: 0.29; 4: 2.87; 5: 203.8722; 6: 0.033631; 7: 0.60274; 10: 0.16667
| Cooler | 1: EC; 2: 12; 3: 0.66; 4: 2.87; 5: 14.2514; 6: 0.0023509; 7: 0.09589; 10: 0.16667
| Freezer | 1: Shade pole; 2: 12; 3: 0.2; 4: 1.62; 5: 427.0773; 6: 0.070452; 7: 0.72603; 10: 0.16667
| Freezer | 1: PSC; 2: 12; 3: 0.29; 4: 1.62; 5: 244.5205; 6: 0.040337; 7: 0.60274; 10: 0.16667
| Freezer | 1: EC; 2: 12; 3: 0.66; 4: 1.62; 5: 17.0929; 6: 0.0028197; 7: 0.09589; 10: 0.16667
[6 empty] | 210.4826 | 0.034722 | 0.47489 | 0 | 0
Note on C113: [Threaded comment] Your version of Excel allows you to read this threaded comment; however, any edits to it will get removed if the file is opened in a newer version of Excel. Learn more: https://go.microsoft.com/fwlink/?linkid=870924 Comment: IL TRM specific value
Note on C115: [Threaded comment] Your version of Excel allows you to read this threaded comment; however, any edits to it will get removed if the file is opened in a newer version of Excel. Learn more: https://go.microsoft.com/fwlink/?linkid=870924 Comment: Assuming multi step
Note on C116: [Threaded comment] Your version of Excel allows you to read this threaded comment; however, any edits to it will get removed if the file is opened in a newer version of Excel. Learn more: https://go.microsoft.com/fwlink/?linkid=870924 Comment: Region agnostic value from NEEP study: 9 Difference in effective runtime of an uncontrolled heater and all control style heater controls. Anti-sweat door heater control reduced run time. The Cadmus Group, Commercial Refrigeration Loadshape Project Final Report, Northeast Energy Efficiency Partnerships, Regional Evaluation, Measurement, and Verification Forum, Lexington, MA 2015. Page 69, Section 4.1.4, Table 37

## CI Refrigeration Tune-up
| MEASURE GROUP DEFINITION |  |  |  | REGION | #REF!
| INPUT CELLS | CALCULATED CELLS
| MEASURE NAME | [10 empty] | TAB NAMING LOOKUPS (DEFINED BY OVERALL PROJECT, NOT SPECIFIC MEASURE)
| Short Name (Same as Tab Name!) | Long Name | Sector (full name) | Life | Life Source | [6 empty] | Fuel Type
| CI Refrigeration Tune-up | Refrigeration Tune Up | C&I | 0 | [7 empty] | Fuel | Electric | Gas | Oil | Propane
[12 empty] | Abbreviation | E | G | O | P
| TAB BREAKOUT |  |  |  |  | [PULL FORMULA DOWN] | [PULL FORMULA DOWN]
# | Primary Fuel | Secondary Fuel (blank OK) | End Use | Market (RET or MD) | Custom Field (blank OK) | Fuel Abbreviations | End Use Abbr. | UNIQUE MEASURE NAME | Long Name |  |  | Sector
1 | Electric |  | Refrigeration | RET |  | E | Refr | CI Refrigeration Tune-up_CI, E - Refr (RET) | Refrigeration Tune Up |  |  | Sector | Residential | C&I
2 | [11 empty] | Abbreviation | Res | CI
3
4 | [11 empty] | Market
5 | [11 empty] | Market | Retrofit | Market-Driven
6 | [11 empty] | Abbreviation | RET | MD
7
8 | [11 empty] | Building Types
9 | [11 empty] | Building Types | Single Family | Multifamily | LI Single Family | LI Multifamily | Small Education - College/University | Small Education - Other | Small Grocery | Small Health - Hospital | Small Health - Other | Small Industrial Manufacturing | Small Institutional/Public Service | Small Lodging | Small Miscellaneous/Other | Small Office | Small Restaurant | Small Retail | Small Warehouse | Large Education - College/University | Large Education - Other | Large Grocery | Large Health - Hospital | Large Health - Other | Large Industrial Manufacturing | Large Institutional/Public Service | Large Lodging | Large Miscellaneous/Other | Large Office | Large Restaurant | Large Retail | Large Warehouse
10
End Use
[12 empty] | End Use | Appliances | Cooking | Cooling | Exterior Lighting | Interior Lighting | Other | Plug Loads | Refrigeration | Space Heating | Ventilation | Water Heating | Drives | Motors and VFDs | Compressed Air Systems | Process Cooling and Refrigeration | Process Heating | Total Electric | Total Gas
[12 empty] | Abbreviation | Appl | Cook | Cool | ExtL | IntL | Oth | Plug | Refr | Heat | Vent | HWat | Driv | Motr | CAS | PrC | PrH | TotE | TotG
KEY FOR MEASURE DATA ROWS
CALCULATED FIELD
ENTER MANUALLY OR FORMULAICALLY FROM CALCULATIONS SECTION
MEASURE DATA
SOURCES
| GENERAL ('Measures' Sheet) INPUTS | 1 | 2 | 3 | 4 | 5 | 6 | 7 | 8 | 9 | 10 | 1 | 2 | 3 | 4 | 5 | 6 | 7 | 8 | 9 | 10
1 | Measure Name | 1: CI Refrigeration Tune-up_CI, E - Refr (RET); SOURCES 1: CI Refrigeration Tune-up_CI, E - Refr (RET)
2 | Measure Long Name | 1: Refrigeration Tune Up; SOURCES 1: -
3 | Parent Measure Name | 1: CI Refrigeration Tune-up_CI, E - Refr (RET); SOURCES 1: -
4 | Parent Measure Long Name | 1: Refrigeration Tune Up; SOURCES 1: -
5 | Sector | 1: C&I; SOURCES 1: -
6 | Description | bar: 1; SOURCES 1
7 | Life | 1: 0; SOURCES 1: -
8 | Exist. Life | bar: 1; SOURCES 1
9 | Primary Fuel | bar: 1 to SOURCES 1
10 | Secondary Fuel | bar: SOURCES 1
11 | Primary Fuel End Use | 1: Refrigeration; SOURCES 1: -
12 | Secondary Fuel End Use | bar: 1; SOURCES 1
13 | Elec Load Shape | bar: 1; SOURCES 1
14 | Fuel Switch (Y/N) | bar: 1; SOURCES 1
15 | Waste Heat Adjust. (Y/N) | bar: 1; SOURCES 1
16 | Depends On | bar: 1; SOURCES 1
17 | Links With | bar: 1; SOURCES 1
18 | Mutual Exclusivity | bar: 1; SOURCES 1
19 | bar: SOURCES 1
20 | GENERAL ('MeasChars' Sheet) INPUTS | 1: Refrigeration Tune Up; SOURCES 1: -
21 | Mkt (MD or RET) | 1: RET; SOURCES 1: -
22 | Target Markets (NC, RENO, REPL, RET) | 1: RET; SOURCES 1: -
23 | Baseline Description | bar: 1; SOURCES 1
24 | Efficient Description | bar: 1; SOURCES 1
25 | Start Year | 1: #REF!; SOURCES 1: -
26 | End Year | 1: #REF!; SOURCES 1: -
27 | Building type assumed for characterization | 1: Large Grocery; SOURCES 1: -
28 | Units for Costs & Savings Values | bar: 1; SOURCES 1
29 | Efficient kW ¦ MMBtu | bar: 1; SOURCES 1
30 | Baseline kW ¦ MMBtu | bar: 1; SOURCES 1
31 | Full Load Hours | bar: 1; SOURCES 1
32 | kWh ¦ MMBtu Annual Savings | 1: 0; SOURCES 1: -
33 | % Savings (primary fuel) | 1: 0%; SOURCES 1: 3,12
34 | Efficient Equip Cost | bar: 1; SOURCES 1
35 | Baseline Equip Cost | bar: 1; SOURCES 1
36 | Incremental Cost | 1: 0; SOURCES 1: -
37 | Incremental Cost per kWh ¦ MMBtu Saved | 1: 0; SOURCES 1: 12
38 | bar: SOURCES 1
39 | SECONDARY END-USE FUEL IMPACTS (MMBtu/kWh), OR Elec Impacts (kWh/MMBtu) | 1: Refrigeration Tune Up; SOURCES 1: -
40 | Fossil Fuel (or Elec) Savings - increased use is negative (MMBtu/yr ¦ kWh/yr) | bar: 1; SOURCES 1
41 | Annual Fossil Fuel (or Elec) Savings per Elec (or FF) Savings - increased is negative (MMBtu/kWh ¦ kWh/MMBtu saved) | bar: 1; SOURCES 1
42 | bar: SOURCES 1
43 | EARLY-RETIREMENT RETROFIT MEASURE INPUTS | bar: SOURCES 1
44 | Baseline Equip. Life | bar: 1; SOURCES 1
45 | Baseline Equip. Age | bar: 1; SOURCES 1
46 | Baseline Cost | bar: 1; SOURCES 1
47 | Baseline Cost per kWh ¦ MMBtu saved | bar: 1; SOURCES 1
48 | Baseline shift savings factor (for RET) | bar: 1; SOURCES 1
49 | bar: SOURCES 1
50 | O&M INPUTS | bar: SOURCES 1
51 | Efficient Component 1 (description) | bar: 1; SOURCES 1
52 | Eff Component 1 Life (years) | bar: 1; SOURCES 1
53 | Eff Component 1 Replacement Cost | bar: 1; SOURCES 1
54 | Eff Component 1 Replacement Cost per kWh ¦ MMBtu saved | bar: 1; SOURCES 1
55 | Efficient Component 2 (description) | bar: 1; SOURCES 1
56 | Eff Component 2 Life (years) | bar: 1; SOURCES 1
57 | Eff Component 2 Replacement Cost | bar: 1; SOURCES 1
58 | Eff Component 2 Replacement Cost per kWh ¦ MMBtu saved | bar: 1; SOURCES 1
59 | Baseline Component 1 (description) | bar: 1; SOURCES 1
60 | Baseline Component 1 Life (years) | bar: 1; SOURCES 1
61 | Baseline Component 1 Replacement Cost | bar: 1; SOURCES 1
62 | Baseline Component 1 Replacement Cost per kWh ¦ MMBtu saved | bar: 1; SOURCES 1
63 | Baseline Component 2 (description) | bar: 1; SOURCES 1
64 | Baseline Component 2 Life (years) | bar: 1; SOURCES 1
65 | Baseline Component 2 Replacement Cost | bar: 1; SOURCES 1
66 | Baseline Component 2 Replacement Cost per kWh ¦ MMBtu saved | bar: 1; SOURCES 1
67 | O&M Annual Levelized Cost ($/kWh ¦ $/MMBtu) | bar: 1; SOURCES 1
68 | bar: SOURCES 1
69 | Water INPUTS | bar: SOURCES 1
70 | Water (gal/yr) | bar: 1; SOURCES 1
71 | Water [gal/yr per kWh ¦ MMBtu saved] | bar: 1; SOURCES 1
ΔkWhcooling = Qtbs * topen * CD / EER
ΔkWhheating = Qbs * topen * HD * (100 kBtu/therm )/( HSPF * (3.412 kBtu/kWh) )
CALCULATIONS
| INPUTS/VARIABLES | 1: VALUE; 2: SOURCE; 3: DESCRIPTION
hic
| Relative Humidity | 1: 67; 2: 72; 3: 77
| 60 | 1: 25.5; 2: 28.5; 3: 31.8
| 50 | 1: 23.9; 2: 26.6; 3: 29.5
| 40 | 1: 22.3; 2: 24.7; 3: 27.3
| delkWH | 1: delkW; 2: % Savings; 3: Incremental Cost; 4: Incremental Cost/kWh; 5: Weighting
| #REF! | 1: #REF!; 3: 0; 4: #REF!
Note on C113: [Threaded comment] Your version of Excel allows you to read this threaded comment; however, any edits to it will get removed if the file is opened in a newer version of Excel. Learn more: https://go.microsoft.com/fwlink/?linkid=870924 Comment: IL TRM specific value
Note on C115: [Threaded comment] Your version of Excel allows you to read this threaded comment; however, any edits to it will get removed if the file is opened in a newer version of Excel. Learn more: https://go.microsoft.com/fwlink/?linkid=870924 Comment: Measure evaluated for the unitary condition
Note on C116: [Threaded comment] Your version of Excel allows you to read this threaded comment; however, any edits to it will get removed if the file is opened in a newer version of Excel. Learn more: https://go.microsoft.com/fwlink/?linkid=870924 Comment: Region agnostic value from NEEP study: 9 Difference in effective runtime of an uncontrolled heater and all control style heater controls. Anti-sweat door heater control reduced run time. The Cadmus Group, Commercial Refrigeration Loadshape Project Final Report, Northeast Energy Efficiency Partnerships, Regional Evaluation, Measurement, and Verification Forum, Lexington, MA 2015. Page 69, Section 4.1.4, Table 37

## CI Cooler Freezer Gasket
| MEASURE GROUP DEFINITION |  |  |  | REGION | #REF!
| INPUT CELLS | CALCULATED CELLS
| MEASURE NAME | [10 empty] | TAB NAMING LOOKUPS (DEFINED BY OVERALL PROJECT, NOT SPECIFIC MEASURE)
| Short Name (Same as Tab Name!) | Long Name | Sector (full name) | Life | Life Source | [6 empty] | Fuel Type
| CI Cooler Freezer Gasket | Replace Cooler and Freezer Door Gaskets | C&I | 4 | NY TRM V11 | [6 empty] | Fuel | Electric | Gas | Oil | Propane
[12 empty] | Abbreviation | E | G | O | P
| TAB BREAKOUT |  |  |  |  | [PULL FORMULA DOWN] | [PULL FORMULA DOWN]
# | Primary Fuel | Secondary Fuel (blank OK) | End Use | Market (RET or MD) | Custom Field (blank OK) | Fuel Abbreviations | End Use Abbr. | UNIQUE MEASURE NAME | Long Name |  |  | Sector
1 | Electric |  | Refrigeration | RET |  | E | Refr | CI Cooler Freezer Gasket_CI, E - Refr (RET) | Replace Cooler and Freezer Door Gaskets |  |  | Sector | Residential | C&I
2 | [11 empty] | Abbreviation | Res | CI
3
4 | [11 empty] | Market
5 | [11 empty] | Market | Retrofit | Market-Driven
6 | [11 empty] | Abbreviation | RET | MD
7
8 | [11 empty] | Building Types
9 | [11 empty] | Building Types | Single Family | Multifamily | LI Single Family | LI Multifamily | Small Education - College/University | Small Education - Other | Small Grocery | Small Health - Hospital | Small Health - Other | Small Industrial Manufacturing | Small Institutional/Public Service | Small Lodging | Small Miscellaneous/Other | Small Office | Small Restaurant | Small Retail | Small Warehouse | Large Education - College/University | Large Education - Other | Large Grocery | Large Health - Hospital | Large Health - Other | Large Industrial Manufacturing | Large Institutional/Public Service | Large Lodging | Large Miscellaneous/Other | Large Office | Large Restaurant | Large Retail | Large Warehouse
10
End Use
[12 empty] | End Use | Appliances | Cooking | Cooling | Exterior Lighting | Interior Lighting | Other | Plug Loads | Refrigeration | Space Heating | Ventilation | Water Heating | Drives | Motors and VFDs | Compressed Air Systems | Process Cooling and Refrigeration | Process Heating | Total Electric | Total Gas
[12 empty] | Abbreviation | Appl | Cook | Cool | ExtL | IntL | Oth | Plug | Refr | Heat | Vent | HWat | Driv | Motr | CAS | PrC | PrH | TotE | TotG
KEY FOR MEASURE DATA ROWS
CALCULATED FIELD
ENTER MANUALLY OR FORMULAICALLY FROM CALCULATIONS SECTION
MEASURE DATA
SOURCES
| GENERAL ('Measures' Sheet) INPUTS | 1 | 2 | 3 | 4 | 5 | 6 | 7 | 8 | 9 | 10 | 1 | 2 | 3 | 4 | 5 | 6 | 7 | 8 | 9 | 10
1 | Measure Name | 1: CI Cooler Freezer Gasket_CI, E - Refr (RET); SOURCES 1: CI Cooler Freezer Gasket_CI, E - Refr (RET)
2 | Measure Long Name | 1: Replace Cooler and Freezer Door Gaskets; SOURCES 1: -
3 | Parent Measure Name | 1: CI Cooler Freezer Gasket_CI, E - Refr (RET); SOURCES 1: -
4 | Parent Measure Long Name | 1: Replace Cooler and Freezer Door Gaskets; SOURCES 1: -
5 | Sector | 1: C&I; SOURCES 1: -
6 | Description | 1: This measure covers the replacement of reach-in and walk-in refrigerated display case door gaskets that have become damaged due to normal use and/or the failure of anti-condensate heater elements.; SOURCES 1: -
7 | Life | 1: 4; SOURCES 1: -
8 | Exist. Life | bar: 1; SOURCES 1
9 | Primary Fuel | bar: 1 to SOURCES 1
10 | Secondary Fuel | bar: SOURCES 1
11 | Primary Fuel End Use | 1: Refrigeration; SOURCES 1: -
12 | Secondary Fuel End Use | bar: 1; SOURCES 1
13 | Elec Load Shape | bar: 1; SOURCES 1
14 | Fuel Switch (Y/N) | bar: 1; SOURCES 1
15 | Waste Heat Adjust. (Y/N) | bar: 1; SOURCES 1
16 | Depends On | bar: 1; SOURCES 1
17 | Links With | bar: 1; SOURCES 1
18 | Mutual Exclusivity | bar: 1; SOURCES 1
19 | bar: SOURCES 1
20 | GENERAL ('MeasChars' Sheet) INPUTS | 1: Replace Cooler and Freezer Door Gaskets; SOURCES 1: -
21 | Mkt (MD or RET) | 1: RET; SOURCES 1: -
22 | Target Markets (NC, RENO, REPL, RET) | 1: #REF!; SOURCES 1: -
23 | Baseline Description | 1: The baseline condition is premised on a door with damaged and/or missing gaskets, assumed to be 50% effective.; SOURCES 1: -
24 | Efficient Description | 1: The compliance condition is the installation of intact door gaskets so as to achieve a minimum 1.5% infiltration rate or lower.; SOURCES 1: -
25 | Start Year | 1: #REF!; SOURCES 1: -
26 | End Year | 1: #REF!; SOURCES 1: -
27 | Building type assumed for characterization | 1: Large Grocery; SOURCES 1: -
28 | Units for Costs & Savings Values | bar: 1; SOURCES 1
29 | Efficient kW ¦ MMBtu | bar: 1; SOURCES 1
30 | Baseline kW ¦ MMBtu | bar: 1; SOURCES 1
31 | Full Load Hours | bar: 1; SOURCES 1
32 | kWh ¦ MMBtu Annual Savings | 1: 1935; SOURCES 1: -
33 | % Savings (primary fuel) | 1: 50%; SOURCES 1: 3,12
34 | Efficient Equip Cost | bar: 1; SOURCES 1
35 | Baseline Equip Cost | bar: 1; SOURCES 1
36 | Incremental Cost | 1: 0; SOURCES 1: -
37 | Incremental Cost per kWh ¦ MMBtu Saved | 1: 0; SOURCES 1: 12
38 | bar: SOURCES 1
39 | SECONDARY END-USE FUEL IMPACTS (MMBtu/kWh), OR Elec Impacts (kWh/MMBtu) | 1: Replace Cooler and Freezer Door Gaskets; SOURCES 1: -
40 | Fossil Fuel (or Elec) Savings - increased use is negative (MMBtu/yr ¦ kWh/yr) | bar: 1; SOURCES 1
41 | Annual Fossil Fuel (or Elec) Savings per Elec (or FF) Savings - increased is negative (MMBtu/kWh ¦ kWh/MMBtu saved) | bar: 1; SOURCES 1
42 | bar: SOURCES 1
43 | EARLY-RETIREMENT RETROFIT MEASURE INPUTS | bar: SOURCES 1
44 | Baseline Equip. Life | bar: 1; SOURCES 1
45 | Baseline Equip. Age | bar: 1; SOURCES 1
46 | Baseline Cost | bar: 1; SOURCES 1
47 | Baseline Cost per kWh ¦ MMBtu saved | bar: 1; SOURCES 1
48 | Baseline shift savings factor (for RET) | bar: 1; SOURCES 1
49 | bar: SOURCES 1
50 | O&M INPUTS | bar: SOURCES 1
51 | Efficient Component 1 (description) | bar: 1; SOURCES 1
52 | Eff Component 1 Life (years) | bar: 1; SOURCES 1
53 | Eff Component 1 Replacement Cost | bar: 1; SOURCES 1
54 | Eff Component 1 Replacement Cost per kWh ¦ MMBtu saved | bar: 1; SOURCES 1
55 | Efficient Component 2 (description) | bar: 1; SOURCES 1
56 | Eff Component 2 Life (years) | bar: 1; SOURCES 1
57 | Eff Component 2 Replacement Cost | bar: 1; SOURCES 1
58 | Eff Component 2 Replacement Cost per kWh ¦ MMBtu saved | bar: 1; SOURCES 1
59 | Baseline Component 1 (description) | bar: 1; SOURCES 1
60 | Baseline Component 1 Life (years) | bar: 1; SOURCES 1
61 | Baseline Component 1 Replacement Cost | bar: 1; SOURCES 1
62 | Baseline Component 1 Replacement Cost per kWh ¦ MMBtu saved | bar: 1; SOURCES 1
63 | Baseline Component 2 (description) | bar: 1; SOURCES 1
64 | Baseline Component 2 Life (years) | bar: 1; SOURCES 1
65 | Baseline Component 2 Replacement Cost | bar: 1; SOURCES 1
66 | Baseline Component 2 Replacement Cost per kWh ¦ MMBtu saved | bar: 1; SOURCES 1
67 | O&M Annual Levelized Cost ($/kWh ¦ $/MMBtu) | bar: 1; SOURCES 1
68 | bar: SOURCES 1
69 | Water INPUTS | bar: SOURCES 1
70 | Water (gal/yr) | bar: 1; SOURCES 1
71 | Water [gal/yr per kWh ¦ MMBtu saved] | bar: 1; SOURCES 1
∆𝑘𝑊ℎ = 𝑓𝑡𝑑𝑜𝑜𝑟 × (∆𝑘𝑊ℎ⁄𝑓𝑡)
CALCULATIONS
| INPUTS/VARIABLES | 1: VALUE; 2: SOURCE; 3: DESCRIPTION
| ftdoor | 1: 30; 2: NY TRM V11 pg. 1040; 3: Random assumption for a 10x5 door
| Cooler kWh/ft | 1: 15; 2: NY TRM V11 pg. 1040; 3: ADM Associates, Inc., Commercial Facilities Contract Group 2006-2008 Direct Impact Evaluation, February 2010, Table 5-3, Assumes baseline gaskets are 50% effective
| Freezer kWh/ft | 1: 114; 2: NY TRM V11 pg. 1040; 3: ADM Associates, Inc., Commercial Facilities Contract Group 2006-2008 Direct Impact Evaluation, February 2010, Table 5-3, Assumes baseline gaskets are 50% effective
| CF | 1: 1; 2: NY TRM V11 pg. 1040
| Technology type | 1: delkWh; 2: delkW; 3: % Savings; 4: Weightage
| Cooler | 1: 450; 2: 0.05137; 3: 0.5; 4: 0.5
| Freezer | 1: 3420; 2: 0.39041; 3: 0.5; 4: 0.5
|  | 1935 | 0.22089 | 0.5
hic
| Relative Humidity | 1: 67; 2: 72; 3: 77
| 60 | 1: 25.5; 2: 28.5; 3: 31.8
| 50 | 1: 23.9; 2: 26.6; 3: 29.5
| 40 | 1: 22.3; 2: 24.7; 3: 27.3
| delkWH | 1: delkW; 2: % Savings; 3: Incremental Cost; 4: Incremental Cost/kWh; 5: Weighting
| #REF! | 1: #REF!; 3: 15; 4: #REF!
Note on E123: [Threaded comment] Your version of Excel allows you to read this threaded comment; however, any edits to it will get removed if the file is opened in a newer version of Excel. Learn more: https://go.microsoft.com/fwlink/?linkid=870924 Comment: Based on source for baseline effectiveness being 50%

## CI Walkin Cooler
| MEASURE GROUP DEFINITION |  |  |  | REGION | #REF!
| INPUT CELLS | CALCULATED CELLS
| MEASURE NAME | [10 empty] | TAB NAMING LOOKUPS (DEFINED BY OVERALL PROJECT, NOT SPECIFIC MEASURE)
| Short Name (Same as Tab Name!) | Long Name | Sector (full name) | Life | Life Source | [6 empty] | Fuel Type
| CI Walkin Cooler | Walk-in Cooler Retrofit | C&I | 0 | [7 empty] | Fuel | Electric | Gas | Oil | Propane
[12 empty] | Abbreviation | E | G | O | P
| TAB BREAKOUT |  |  |  |  | [PULL FORMULA DOWN] | [PULL FORMULA DOWN]
# | Primary Fuel | Secondary Fuel (blank OK) | End Use | Market (RET or MD) | Custom Field (blank OK) | Fuel Abbreviations | End Use Abbr. | UNIQUE MEASURE NAME | Long Name |  |  | Sector
1 | Electric |  | Refrigeration | RET |  | E | Refr | CI Walkin Cooler_CI, E - Refr (RET) | Walk-in Cooler Retrofit |  |  | Sector | Residential | C&I
2 | [11 empty] | Abbreviation | Res | CI
3
4 | [11 empty] | Market
5 | [11 empty] | Market | Retrofit | Market-Driven
6 | [11 empty] | Abbreviation | RET | MD
7
8 | [11 empty] | Building Types
9 | [11 empty] | Building Types | Single Family | Multifamily | LI Single Family | LI Multifamily | Small Education - College/University | Small Education - Other | Small Grocery | Small Health - Hospital | Small Health - Other | Small Industrial Manufacturing | Small Institutional/Public Service | Small Lodging | Small Miscellaneous/Other | Small Office | Small Restaurant | Small Retail | Small Warehouse | Large Education - College/University | Large Education - Other | Large Grocery | Large Health - Hospital | Large Health - Other | Large Industrial Manufacturing | Large Institutional/Public Service | Large Lodging | Large Miscellaneous/Other | Large Office | Large Restaurant | Large Retail | Large Warehouse
10
End Use
[12 empty] | End Use | Appliances | Cooking | Cooling | Exterior Lighting | Interior Lighting | Other | Plug Loads | Refrigeration | Space Heating | Ventilation | Water Heating | Drives | Motors and VFDs | Compressed Air Systems | Process Cooling and Refrigeration | Process Heating | Total Electric | Total Gas
[12 empty] | Abbreviation | Appl | Cook | Cool | ExtL | IntL | Oth | Plug | Refr | Heat | Vent | HWat | Driv | Motr | CAS | PrC | PrH | TotE | TotG
KEY FOR MEASURE DATA ROWS
CALCULATED FIELD
ENTER MANUALLY OR FORMULAICALLY FROM CALCULATIONS SECTION
MEASURE DATA
SOURCES
| GENERAL ('Measures' Sheet) INPUTS | 1 | 2 | 3 | 4 | 5 | 6 | 7 | 8 | 9 | 10 | 1 | 2 | 3 | 4 | 5 | 6 | 7 | 8 | 9 | 10
1 | Measure Name | 1: CI Walkin Cooler_CI, E - Refr (RET); SOURCES 1: CI Walkin Cooler_CI, E - Refr (RET)
2 | Measure Long Name | 1: Walk-in Cooler Retrofit; SOURCES 1: -
3 | Parent Measure Name | 1: CI Walkin Cooler_CI, E - Refr (RET); SOURCES 1: -
4 | Parent Measure Long Name | 1: Walk-in Cooler Retrofit; SOURCES 1: -
5 | Sector | 1: C&I; SOURCES 1: -
6 | Description | bar: 1; SOURCES 1
7 | Life | 1: 0; SOURCES 1: -
8 | Exist. Life | bar: 1; SOURCES 1
9 | Primary Fuel | bar: 1 to SOURCES 1
10 | Secondary Fuel | bar: SOURCES 1
11 | Primary Fuel End Use | 1: Refrigeration; SOURCES 1: -
12 | Secondary Fuel End Use | bar: 1; SOURCES 1
13 | Elec Load Shape | bar: 1; SOURCES 1
14 | Fuel Switch (Y/N) | bar: 1; SOURCES 1
15 | Waste Heat Adjust. (Y/N) | bar: 1; SOURCES 1
16 | Depends On | bar: 1; SOURCES 1
17 | Links With | bar: 1; SOURCES 1
18 | Mutual Exclusivity | bar: 1; SOURCES 1
19 | bar: SOURCES 1
20 | GENERAL ('MeasChars' Sheet) INPUTS | 1: Walk-in Cooler Retrofit; SOURCES 1: -
21 | Mkt (MD or RET) | 1: RET; SOURCES 1: -
22 | Target Markets (NC, RENO, REPL, RET) | 1: RET; SOURCES 1: -
23 | Baseline Description | bar: 1; SOURCES 1
24 | Efficient Description | bar: 1; SOURCES 1
25 | Start Year | 1: #REF!; SOURCES 1: -
26 | End Year | 1: #REF!; SOURCES 1: -
27 | Building type assumed for characterization | 1: Large Grocery; SOURCES 1: -
28 | Units for Costs & Savings Values | bar: 1; SOURCES 1
29 | Efficient kW ¦ MMBtu | bar: 1; SOURCES 1
30 | Baseline kW ¦ MMBtu | bar: 1; SOURCES 1
31 | Full Load Hours | bar: 1; SOURCES 1
32 | kWh ¦ MMBtu Annual Savings | 1: 0; SOURCES 1: -
33 | % Savings (primary fuel) | 1: 0%; SOURCES 1: 3,12
34 | Efficient Equip Cost | bar: 1; SOURCES 1
35 | Baseline Equip Cost | bar: 1; SOURCES 1
36 | Incremental Cost | 1: 0; SOURCES 1: -
37 | Incremental Cost per kWh ¦ MMBtu Saved | 1: 0; SOURCES 1: 12
38 | bar: SOURCES 1
39 | SECONDARY END-USE FUEL IMPACTS (MMBtu/kWh), OR Elec Impacts (kWh/MMBtu) | 1: Walk-in Cooler Retrofit; SOURCES 1: -
40 | Fossil Fuel (or Elec) Savings - increased use is negative (MMBtu/yr ¦ kWh/yr) | bar: 1; SOURCES 1
41 | Annual Fossil Fuel (or Elec) Savings per Elec (or FF) Savings - increased is negative (MMBtu/kWh ¦ kWh/MMBtu saved) | bar: 1; SOURCES 1
42 | bar: SOURCES 1
43 | EARLY-RETIREMENT RETROFIT MEASURE INPUTS | bar: SOURCES 1
44 | Baseline Equip. Life | bar: 1; SOURCES 1
45 | Baseline Equip. Age | bar: 1; SOURCES 1
46 | Baseline Cost | bar: 1; SOURCES 1
47 | Baseline Cost per kWh ¦ MMBtu saved | bar: 1; SOURCES 1
48 | Baseline shift savings factor (for RET) | bar: 1; SOURCES 1
49 | bar: SOURCES 1
50 | O&M INPUTS | bar: SOURCES 1
51 | Efficient Component 1 (description) | bar: 1; SOURCES 1
52 | Eff Component 1 Life (years) | bar: 1; SOURCES 1
53 | Eff Component 1 Replacement Cost | bar: 1; SOURCES 1
54 | Eff Component 1 Replacement Cost per kWh ¦ MMBtu saved | bar: 1; SOURCES 1
55 | Efficient Component 2 (description) | bar: 1; SOURCES 1
56 | Eff Component 2 Life (years) | bar: 1; SOURCES 1
57 | Eff Component 2 Replacement Cost | bar: 1; SOURCES 1
58 | Eff Component 2 Replacement Cost per kWh ¦ MMBtu saved | bar: 1; SOURCES 1
59 | Baseline Component 1 (description) | bar: 1; SOURCES 1
60 | Baseline Component 1 Life (years) | bar: 1; SOURCES 1
61 | Baseline Component 1 Replacement Cost | bar: 1; SOURCES 1
62 | Baseline Component 1 Replacement Cost per kWh ¦ MMBtu saved | bar: 1; SOURCES 1
63 | Baseline Component 2 (description) | bar: 1; SOURCES 1
64 | Baseline Component 2 Life (years) | bar: 1; SOURCES 1
65 | Baseline Component 2 Replacement Cost | bar: 1; SOURCES 1
66 | Baseline Component 2 Replacement Cost per kWh ¦ MMBtu saved | bar: 1; SOURCES 1
67 | O&M Annual Levelized Cost ($/kWh ¦ $/MMBtu) | bar: 1; SOURCES 1
68 | bar: SOURCES 1
69 | Water INPUTS | bar: SOURCES 1
70 | Water (gal/yr) | bar: 1; SOURCES 1
71 | Water [gal/yr per kWh ¦ MMBtu saved] | bar: 1; SOURCES 1
ΔkWhcooling = Qtbs * topen * CD / EER
ΔkWhheating = Qbs * topen * HD * (100 kBtu/therm )/( HSPF * (3.412 kBtu/kWh) )
CALCULATIONS
| INPUTS/VARIABLES | 1: VALUE; 2: SOURCE; 3: DESCRIPTION
hic
| Relative Humidity | 1: 67; 2: 72; 3: 77
| 60 | 1: 25.5; 2: 28.5; 3: 31.8
| 50 | 1: 23.9; 2: 26.6; 3: 29.5
| 40 | 1: 22.3; 2: 24.7; 3: 27.3
| delkWH | 1: delkW; 2: % Savings; 3: Incremental Cost; 4: Incremental Cost/kWh; 5: Weighting
| #REF! | 1: #REF!; 3: 0; 4: #REF!
Note on C113: [Threaded comment] Your version of Excel allows you to read this threaded comment; however, any edits to it will get removed if the file is opened in a newer version of Excel. Learn more: https://go.microsoft.com/fwlink/?linkid=870924 Comment: IL TRM specific value
Note on C115: [Threaded comment] Your version of Excel allows you to read this threaded comment; however, any edits to it will get removed if the file is opened in a newer version of Excel. Learn more: https://go.microsoft.com/fwlink/?linkid=870924 Comment: Measure evaluated for the unitary condition
Note on C116: [Threaded comment] Your version of Excel allows you to read this threaded comment; however, any edits to it will get removed if the file is opened in a newer version of Excel. Learn more: https://go.microsoft.com/fwlink/?linkid=870924 Comment: Region agnostic value from NEEP study: 9 Difference in effective runtime of an uncontrolled heater and all control style heater controls. Anti-sweat door heater control reduced run time. The Cadmus Group, Commercial Refrigeration Loadshape Project Final Report, Northeast Energy Efficiency Partnerships, Regional Evaluation, Measurement, and Verification Forum, Lexington, MA 2015. Page 69, Section 4.1.4, Table 37

## CI ECM Blower Motor
| MEASURE GROUP DEFINITION |  |  |  | REGION | #REF!
| INPUT CELLS | CALCULATED CELLS
| MEASURE NAME | [10 empty] | TAB NAMING LOOKUPS (DEFINED BY OVERALL PROJECT, NOT SPECIFIC MEASURE)
| Short Name (Same as Tab Name!) | Long Name | Sector (full name) | Life | Life Source | [6 empty] | Fuel Type
| CI ECM Blower Motor | ECM Blower Motor | C&I | 15 | NY TRM V11 | [6 empty] | Fuel | Electric | Gas | Oil | Propane
[12 empty] | Abbreviation | E | G | O | P
| TAB BREAKOUT |  |  |  |  | [PULL FORMULA DOWN] | [PULL FORMULA DOWN]
# | Primary Fuel | Secondary Fuel (blank OK) | End Use | Market (RET or MD) | Custom Field (blank OK) | Fuel Abbreviations | End Use Abbr. | UNIQUE MEASURE NAME | Long Name |  |  | Sector
1 | Electric |  | Ventilation | RET |  | E | Vent | CI ECM Blower Motor_CI, E - Vent (RET) | ECM Blower Motor |  |  | Sector | Residential | C&I
2 | [11 empty] | Abbreviation | Res | CI
3
4 | [11 empty] | Market
5 | [11 empty] | Market | Retrofit | Market-Driven
6 | [11 empty] | Abbreviation | RET | MD
7
8 | [11 empty] | Building Types
9 | [11 empty] | Building Types | Single Family | Multifamily | LI Single Family | LI Multifamily | Small Education - College/University | Small Education - Other | Small Grocery | Small Health - Hospital | Small Health - Other | Small Industrial Manufacturing | Small Institutional/Public Service | Small Lodging | Small Miscellaneous/Other | Small Office | Small Restaurant | Small Retail | Small Warehouse | Large Education - College/University | Large Education - Other | Large Grocery | Large Health - Hospital | Large Health - Other | Large Industrial Manufacturing | Large Institutional/Public Service | Large Lodging | Large Miscellaneous/Other | Large Office | Large Restaurant | Large Retail | Large Warehouse
10
End Use
[12 empty] | End Use | Appliances | Cooking | Cooling | Exterior Lighting | Interior Lighting | Other | Plug Loads | Refrigeration | Space Heating | Ventilation | Water Heating | Drives | Motors and VFDs | Compressed Air Systems | Process Cooling and Refrigeration | Process Heating | Total Electric | Total Gas
[12 empty] | Abbreviation | Appl | Cook | Cool | ExtL | IntL | Oth | Plug | Refr | Heat | Vent | HWat | Driv | Motr | CAS | PrC | PrH | TotE | TotG
KEY FOR MEASURE DATA ROWS
CALCULATED FIELD
ENTER MANUALLY OR FORMULAICALLY FROM CALCULATIONS SECTION
MEASURE DATA
SOURCES
| GENERAL ('Measures' Sheet) INPUTS | 1 | 2 | 3 | 4 | 5 | 6 | 7 | 8 | 9 | 10 | 1 | 2 | 3 | 4 | 5 | 6 | 7 | 8 | 9 | 10
1 | Measure Name | 1: CI ECM Blower Motor_CI, E - Vent (RET); SOURCES 1: CI ECM Blower Motor_CI, E - Vent (RET)
2 | Measure Long Name | 1: ECM Blower Motor; SOURCES 1: -
3 | Parent Measure Name | 1: CI ECM Blower Motor_CI, E - Vent (RET); SOURCES 1: -
4 | Parent Measure Long Name | 1: ECM Blower Motor; SOURCES 1: -
5 | Sector | 1: C&I; SOURCES 1: -
6 | Description | 1: This measure covers the replacement of a HVAC circulation (blower) fan motor with an electronically commutated motor (EC motor) in a commercial building.; SOURCES 1: -
7 | Life | 1: 15; SOURCES 1: -
8 | Exist. Life | bar: SOURCES 1
9 | Primary Fuel | bar: 1 to SOURCES 1
10 | Secondary Fuel | bar: 1 to SOURCES 1
11 | Primary Fuel End Use | 1: Ventilation; SOURCES 1: -
12 | Secondary Fuel End Use | bar: SOURCES 1
13 | Elec Load Shape | bar: SOURCES 1
14 | Fuel Switch (Y/N) | bar: SOURCES 1
15 | Waste Heat Adjust. (Y/N) | bar: SOURCES 1
16 | Depends On | bar: SOURCES 1
17 | Links With | bar: SOURCES 1
18 | Mutual Exclusivity | bar: SOURCES 1
19 | bar: SOURCES 1
20 | GENERAL ('MeasChars' Sheet) INPUTS | 1: ECM Blower Motor; SOURCES 1: -
21 | Mkt (MD or RET) | 1: RET; SOURCES 1: -
22 | Target Markets (NC, RENO, REPL, RET) | 1: #REF!; SOURCES 1: -
23 | Baseline Description | 1: The baseline condition is a standard efficiency, single-speed PSC motor in a direct-drive HVAC circulation (blower) fan application.; SOURCES 1: -
24 | Efficient Description | 1: The compliance condition is an EC motor as described in the Measure Description section above in a direct-drive HVAC circulation (blower) fan application.; SOURCES 1: -
25 | Start Year | 1: #REF!; SOURCES 1: -
26 | End Year | 1: #REF!; SOURCES 1: -
27 | Building type assumed for characterization | 1: Large Grocery; SOURCES 1: -
28 | Units for Costs & Savings Values | bar: SOURCES 1
29 | Efficient kW ¦ MMBtu | bar: SOURCES 1
30 | Baseline kW ¦ MMBtu | bar: SOURCES 1
31 | Full Load Hours | bar: SOURCES 1
32 | kWh ¦ MMBtu Annual Savings | 1: 1220.94; SOURCES 1: -
33 | % Savings (primary fuel) | 1: 38%; SOURCES 1: 8,12
34 | Efficient Equip Cost | bar: SOURCES 1
35 | Baseline Equip Cost | bar: SOURCES 1
36 | Incremental Cost | 1: 0.02; SOURCES 1: -
37 | Incremental Cost per kWh ¦ MMBtu Saved | 1: 0; SOURCES 1: 8
38 | bar: SOURCES 1
39 | SECONDARY END-USE FUEL IMPACTS (MMBtu/kWh), OR Elec Impacts (kWh/MMBtu) | 1: ECM Blower Motor; SOURCES 1: -
40 | Fossil Fuel (or Elec) Savings - increased use is negative (MMBtu/yr ¦ kWh/yr) | 1: 0; SOURCES 1: -
41 | Annual Fossil Fuel (or Elec) Savings per Elec (or FF) Savings - increased is negative (MMBtu/kWh ¦ kWh/MMBtu saved) | 1: 0; SOURCES 1: -
42 | bar: SOURCES 1
43 | EARLY-RETIREMENT RETROFIT MEASURE INPUTS | bar: SOURCES 1
44 | Baseline Equip. Life | 1: 0; SOURCES 1: -
45 | Baseline Equip. Age | 1: 0; SOURCES 1: -
46 | Baseline Cost | bar: SOURCES 1
47 | Baseline Cost per kWh ¦ MMBtu saved | 1: 0; SOURCES 1: -
48 | Baseline shift savings factor (for RET) | 1: 0; SOURCES 1: -
49 | bar: SOURCES 1
50 | O&M INPUTS | bar: SOURCES 1
51 | Efficient Component 1 (description) | bar: SOURCES 1
52 | Eff Component 1 Life (years) | bar: SOURCES 1
53 | Eff Component 1 Replacement Cost | bar: SOURCES 1
54 | Eff Component 1 Replacement Cost per kWh ¦ MMBtu saved | bar: SOURCES 1
55 | Efficient Component 2 (description) | bar: SOURCES 1
56 | Eff Component 2 Life (years) | bar: SOURCES 1
57 | Eff Component 2 Replacement Cost | bar: SOURCES 1
58 | Eff Component 2 Replacement Cost per kWh ¦ MMBtu saved | bar: SOURCES 1
59 | Baseline Component 1 (description) | bar: SOURCES 1
60 | Baseline Component 1 Life (years) | bar: SOURCES 1
61 | Baseline Component 1 Replacement Cost | bar: SOURCES 1
62 | Baseline Component 1 Replacement Cost per kWh ¦ MMBtu saved | bar: SOURCES 1
63 | Baseline Component 2 (description) | bar: SOURCES 1
64 | Baseline Component 2 Life (years) | bar: SOURCES 1
65 | Baseline Component 2 Replacement Cost | bar: SOURCES 1
66 | Baseline Component 2 Replacement Cost per kWh ¦ MMBtu saved | bar: SOURCES 1
67 | O&M Annual Levelized Cost ($/kWh ¦ $/MMBtu) | bar: SOURCES 1
68 | bar: SOURCES 1
69 | Water INPUTS | bar: SOURCES 1
70 | Water (gal/yr) | 1: 0; SOURCES 1: -
71 | Water [gal/yr per kWh ¦ MMBtu saved] | 1: 0; SOURCES 1: -
∆𝑘𝑊ℎ = ∆𝑘𝑊ℎℎ𝑒𝑎𝑡𝑖𝑛𝑔 + ∆𝑘𝑊ℎ𝑐𝑜𝑜𝑙𝑖𝑛𝑔
∆𝑘𝑊ℎ𝑐𝑜𝑜𝑙𝑖𝑛𝑔 = 𝑢𝑛𝑖𝑡𝑠 × (𝑊𝑏𝑎𝑠𝑒𝑙𝑖𝑛𝑒 × 𝐸𝑆𝐹𝑐𝑜𝑜𝑙𝑖𝑛𝑔) 1,000 × 𝐿𝐹 × ℎ𝑟𝑠𝑐𝑜𝑜𝑙𝑖𝑛𝑔 × (1 + 𝐻𝑉𝐴𝐶𝑐 )
∆𝑘𝑊ℎℎ𝑒𝑎𝑡𝑖𝑛𝑔 = 𝑢𝑛𝑖𝑡𝑠 × (𝑊𝑏𝑎𝑠𝑒𝑙𝑖𝑛𝑒 × 𝐸𝑆𝐹ℎ𝑒𝑎𝑡𝑖𝑛𝑔) 1,000 × 𝐿𝐹 × ℎ𝑟𝑠ℎ𝑒𝑎𝑡𝑖𝑛𝑔 × (1 − 𝐻𝑉𝐴𝐶𝑐 )
CALCULATIONS
Measure Description
| Input | 1: Value; 2: Source; 3: Description
| Wbaseline | 1: 500; 2: NY TRM pg 747
| ESFcooling | 1: 0.38; 2: NY TRM pg 747
| LF | 1: 0.9; 2: NY TRM pg 747
| hrscooling | 1: 7000; 2: NY TRM pg 747
| HVACc | 1: 0.02; 2: NY TRM pg 747; 3: Average from App D
| ESFheating | 1: 0.23; 2: NY TRM pg 747
| hrsheating | 1: 0; 2: NY TRM pg 747
| CF | 1: 0.8; 2: NY TRM pg 747
| HVACd | 1: 0.1313; 2: NY TRM pg 747
| Measure life | 1: 15; 2: NY TRM pg 747
Submeasure aggregation
| Use case | 1: kWhcool; 2: kWhheat; 3: delkWh; 4: delkW; 5: % Savings; 6: Incremental Cost; 7: Incremental Cost/kWh; 8: Weighting
| ECM Blower Motor | 1: 1220.94; 2: 0; 3: 1220.94; 4: 0.15476; 5: 38%; 8: 1
| WEIGHTED AVERAGE | 3: 1220.94; 4: 0.15476; 5: 0.38; 6: 0; 7: 0
Note on C112: [Threaded comment] Your version of Excel allows you to read this threaded comment; however, any edits to it will get removed if the file is opened in a newer version of Excel. Learn more: https://go.microsoft.com/fwlink/?linkid=870924 Comment: Random default chosen from NY TRM example measure.
Note on C125: [Threaded comment] Your version of Excel allows you to read this threaded comment; however, any edits to it will get removed if the file is opened in a newer version of Excel. Learn more: https://go.microsoft.com/fwlink/?linkid=870924 Comment: Random default chosen from IL TRM example measure.

## CI ECM Fan Motor
| MEASURE GROUP DEFINITION |  |  |  | REGION | #REF!
| INPUT CELLS | CALCULATED CELLS
| MEASURE NAME | [10 empty] | TAB NAMING LOOKUPS (DEFINED BY OVERALL PROJECT, NOT SPECIFIC MEASURE)
| Short Name (Same as Tab Name!) | Long Name | Sector (full name) | Life | Life Source | [6 empty] | Fuel Type
| CI ECM Fan Motor | ECM Fan Motor | C&I | 15 | NY TRM V11 | [6 empty] | Fuel | Electric | Gas | Oil | Propane
[12 empty] | Abbreviation | E | G | O | P
| TAB BREAKOUT |  |  |  |  | [PULL FORMULA DOWN] | [PULL FORMULA DOWN]
# | Primary Fuel | Secondary Fuel (blank OK) | End Use | Market (RET or MD) | Custom Field (blank OK) | Fuel Abbreviations | End Use Abbr. | UNIQUE MEASURE NAME | Long Name |  |  | Sector
1 | Electric |  | Ventilation | RET |  | E | Vent | CI ECM Fan Motor_CI, E - Vent (RET) | ECM Fan Motor |  |  | Sector | Residential | C&I
2 | [11 empty] | Abbreviation | Res | CI
3
4 | [11 empty] | Market
5 | [11 empty] | Market | Retrofit | Market-Driven
6 | [11 empty] | Abbreviation | RET | MD
7
8 | [11 empty] | Building Types
9 | [11 empty] | Building Types | Single Family | Multifamily | LI Single Family | LI Multifamily | Small Education - College/University | Small Education - Other | Small Grocery | Small Health - Hospital | Small Health - Other | Small Industrial Manufacturing | Small Institutional/Public Service | Small Lodging | Small Miscellaneous/Other | Small Office | Small Restaurant | Small Retail | Small Warehouse | Large Education - College/University | Large Education - Other | Large Grocery | Large Health - Hospital | Large Health - Other | Large Industrial Manufacturing | Large Institutional/Public Service | Large Lodging | Large Miscellaneous/Other | Large Office | Large Restaurant | Large Retail | Large Warehouse
10
End Use
[12 empty] | End Use | Appliances | Cooking | Cooling | Exterior Lighting | Interior Lighting | Other | Plug Loads | Refrigeration | Space Heating | Ventilation | Water Heating | Drives | Motors and VFDs | Compressed Air Systems | Process Cooling and Refrigeration | Process Heating | Total Electric | Total Gas
[12 empty] | Abbreviation | Appl | Cook | Cool | ExtL | IntL | Oth | Plug | Refr | Heat | Vent | HWat | Driv | Motr | CAS | PrC | PrH | TotE | TotG
KEY FOR MEASURE DATA ROWS
CALCULATED FIELD
ENTER MANUALLY OR FORMULAICALLY FROM CALCULATIONS SECTION
MEASURE DATA
SOURCES
| GENERAL ('Measures' Sheet) INPUTS | 1 | 2 | 3 | 4 | 5 | 6 | 7 | 8 | 9 | 10 | 1 | 2 | 3 | 4 | 5 | 6 | 7 | 8 | 9 | 10
1 | Measure Name | 1: CI ECM Fan Motor_CI, E - Vent (RET); SOURCES 1: CI ECM Fan Motor_CI, E - Vent (RET)
2 | Measure Long Name | 1: ECM Fan Motor; SOURCES 1: -
3 | Parent Measure Name | 1: CI ECM Fan Motor_CI, E - Vent (RET); SOURCES 1: -
4 | Parent Measure Long Name | 1: ECM Fan Motor; SOURCES 1: -
5 | Sector | 1: C&I; SOURCES 1: -
6 | Description | 1: This measure covers the replacement of a HVAC circulation (blower) fan motor with an electronically commutated motor (EC motor) in a commercial building.; SOURCES 1: -
7 | Life | 1: 15; SOURCES 1: -
8 | Exist. Life | bar: SOURCES 1
9 | Primary Fuel | bar: 1 to SOURCES 1
10 | Secondary Fuel | bar: 1 to SOURCES 1
11 | Primary Fuel End Use | 1: Ventilation; SOURCES 1: -
12 | Secondary Fuel End Use | bar: SOURCES 1
13 | Elec Load Shape | bar: SOURCES 1
14 | Fuel Switch (Y/N) | bar: SOURCES 1
15 | Waste Heat Adjust. (Y/N) | bar: SOURCES 1
16 | Depends On | bar: SOURCES 1
17 | Links With | bar: SOURCES 1
18 | Mutual Exclusivity | bar: SOURCES 1
19 | bar: SOURCES 1
20 | GENERAL ('MeasChars' Sheet) INPUTS | 1: ECM Fan Motor; SOURCES 1: -
21 | Mkt (MD or RET) | 1: RET; SOURCES 1: -
22 | Target Markets (NC, RENO, REPL, RET) | 1: #REF!; SOURCES 1: -
23 | Baseline Description | 1: The baseline condition is a standard efficiency, single-speed PSC motor in a direct-drive HVAC circulation (blower) fan application.; SOURCES 1: -
24 | Efficient Description | 1: The compliance condition is an EC motor as described in the Measure Description section above in a direct-drive HVAC circulation (blower) fan application.; SOURCES 1: -
25 | Start Year | 1: #REF!; SOURCES 1: -
26 | End Year | 1: #REF!; SOURCES 1: -
27 | Building type assumed for characterization | 1: Large Grocery; SOURCES 1: -
28 | Units for Costs & Savings Values | bar: SOURCES 1
29 | Efficient kW ¦ MMBtu | bar: SOURCES 1
30 | Baseline kW ¦ MMBtu | bar: SOURCES 1
31 | Full Load Hours | bar: SOURCES 1
32 | kWh ¦ MMBtu Annual Savings | 1: 1220.94; SOURCES 1: -
33 | % Savings (primary fuel) | 1: 38%; SOURCES 1: 8,12
34 | Efficient Equip Cost | bar: SOURCES 1
35 | Baseline Equip Cost | bar: SOURCES 1
36 | Incremental Cost | 1: 0.02; SOURCES 1: -
37 | Incremental Cost per kWh ¦ MMBtu Saved | 1: 0; SOURCES 1: 8
38 | bar: SOURCES 1
39 | SECONDARY END-USE FUEL IMPACTS (MMBtu/kWh), OR Elec Impacts (kWh/MMBtu) | 1: ECM Fan Motor; SOURCES 1: -
40 | Fossil Fuel (or Elec) Savings - increased use is negative (MMBtu/yr ¦ kWh/yr) | 1: 0; SOURCES 1: -
41 | Annual Fossil Fuel (or Elec) Savings per Elec (or FF) Savings - increased is negative (MMBtu/kWh ¦ kWh/MMBtu saved) | 1: 0; SOURCES 1: -
42 | bar: SOURCES 1
43 | EARLY-RETIREMENT RETROFIT MEASURE INPUTS | bar: SOURCES 1
44 | Baseline Equip. Life | 1: 0; SOURCES 1: -
45 | Baseline Equip. Age | 1: 0; SOURCES 1: -
46 | Baseline Cost | bar: SOURCES 1
47 | Baseline Cost per kWh ¦ MMBtu saved | 1: 0; SOURCES 1: -
48 | Baseline shift savings factor (for RET) | 1: 0; SOURCES 1: -
49 | bar: SOURCES 1
50 | O&M INPUTS | bar: SOURCES 1
51 | Efficient Component 1 (description) | bar: SOURCES 1
52 | Eff Component 1 Life (years) | bar: SOURCES 1
53 | Eff Component 1 Replacement Cost | bar: SOURCES 1
54 | Eff Component 1 Replacement Cost per kWh ¦ MMBtu saved | bar: SOURCES 1
55 | Efficient Component 2 (description) | bar: SOURCES 1
56 | Eff Component 2 Life (years) | bar: SOURCES 1
57 | Eff Component 2 Replacement Cost | bar: SOURCES 1
58 | Eff Component 2 Replacement Cost per kWh ¦ MMBtu saved | bar: SOURCES 1
59 | Baseline Component 1 (description) | bar: SOURCES 1
60 | Baseline Component 1 Life (years) | bar: SOURCES 1
61 | Baseline Component 1 Replacement Cost | bar: SOURCES 1
62 | Baseline Component 1 Replacement Cost per kWh ¦ MMBtu saved | bar: SOURCES 1
63 | Baseline Component 2 (description) | bar: SOURCES 1
64 | Baseline Component 2 Life (years) | bar: SOURCES 1
65 | Baseline Component 2 Replacement Cost | bar: SOURCES 1
66 | Baseline Component 2 Replacement Cost per kWh ¦ MMBtu saved | bar: SOURCES 1
67 | O&M Annual Levelized Cost ($/kWh ¦ $/MMBtu) | bar: SOURCES 1
68 | bar: SOURCES 1
69 | Water INPUTS | bar: SOURCES 1
70 | Water (gal/yr) | 1: 0; SOURCES 1: -
71 | Water [gal/yr per kWh ¦ MMBtu saved] | 1: 0; SOURCES 1: -
∆𝑘𝑊ℎ = ∆𝑘𝑊ℎℎ𝑒𝑎𝑡𝑖𝑛𝑔 + ∆𝑘𝑊ℎ𝑐𝑜𝑜𝑙𝑖𝑛𝑔
∆𝑘𝑊ℎ𝑐𝑜𝑜𝑙𝑖𝑛𝑔 = 𝑢𝑛𝑖𝑡𝑠 × (𝑊𝑏𝑎𝑠𝑒𝑙𝑖𝑛𝑒 × 𝐸𝑆𝐹𝑐𝑜𝑜𝑙𝑖𝑛𝑔) 1,000 × 𝐿𝐹 × ℎ𝑟𝑠𝑐𝑜𝑜𝑙𝑖𝑛𝑔 × (1 + 𝐻𝑉𝐴𝐶𝑐 )
∆𝑘𝑊ℎℎ𝑒𝑎𝑡𝑖𝑛𝑔 = 𝑢𝑛𝑖𝑡𝑠 × (𝑊𝑏𝑎𝑠𝑒𝑙𝑖𝑛𝑒 × 𝐸𝑆𝐹ℎ𝑒𝑎𝑡𝑖𝑛𝑔) 1,000 × 𝐿𝐹 × ℎ𝑟𝑠ℎ𝑒𝑎𝑡𝑖𝑛𝑔 × (1 − 𝐻𝑉𝐴𝐶𝑐 )
CALCULATIONS
Measure Description
| Input | 1: Value; 2: Source; 3: Description
| Wbaseline | 1: 500; 2: NY TRM pg 747
| ESFcooling | 1: 0.38; 2: NY TRM pg 747
| LF | 1: 0.9; 2: NY TRM pg 747
| hrscooling | 1: 7000; 2: NY TRM pg 747
| HVACc | 1: 0.02; 2: NY TRM pg 747; 3: Average from App D
| ESFheating | 1: 0.23; 2: NY TRM pg 747
| hrsheating | 1: 0; 2: NY TRM pg 747
| CF | 1: 0.8; 2: NY TRM pg 747
| HVACd | 1: 0.1313; 2: NY TRM pg 747
| Measure life | 1: 15; 2: NY TRM pg 747
Submeasure aggregation
| Use case | 1: kWhcool; 2: kWhheat; 3: delkWh; 4: delkW; 5: % Savings; 6: Incremental Cost; 7: Incremental Cost/kWh; 8: Weighting
| ECM Blower Motor | 1: 1220.94; 2: 0; 3: 1220.94; 4: 0.15476; 5: 38%; 8: 1
| WEIGHTED AVERAGE | 3: 1220.94; 4: 0.15476; 5: 0.38; 6: 0; 7: 0
Note on C112: [Threaded comment] Your version of Excel allows you to read this threaded comment; however, any edits to it will get removed if the file is opened in a newer version of Excel. Learn more: https://go.microsoft.com/fwlink/?linkid=870924 Comment: Random default chosen from NY TRM example measure.
Note on C125: [Threaded comment] Your version of Excel allows you to read this threaded comment; however, any edits to it will get removed if the file is opened in a newer version of Excel. Learn more: https://go.microsoft.com/fwlink/?linkid=870924 Comment: Random default chosen from IL TRM example measure.

## CI Garage Exhaust
| MEASURE GROUP DEFINITION |  |  |  | REGION | #REF!
| INPUT CELLS | CALCULATED CELLS
| MEASURE NAME | [10 empty] | TAB NAMING LOOKUPS (DEFINED BY OVERALL PROJECT, NOT SPECIFIC MEASURE)
| Short Name (Same as Tab Name!) | Long Name | Sector (full name) | Life | Life Source | [6 empty] | Fuel Type
| CI Garage Exhaust | Garage Exhaust Control | Residential | 10 | IL TRM V12 | [6 empty] | Fuel | Electric | Gas | Oil | Propane
[12 empty] | Abbreviation | E | G | O | P
| TAB BREAKOUT |  |  |  |  | [PULL FORMULA DOWN] | [PULL FORMULA DOWN]
# | Primary Fuel | Secondary Fuel (blank OK) | End Use | Market (RET or MD) | Custom Field (blank OK) | Fuel Abbreviations | End Use Abbr. | UNIQUE MEASURE NAME | Long Name |  |  | Sector
1 | Electric |  | Ventilation | RET |  | E | Vent | CI Garage Exhaust_Res, E - Vent (RET) | Garage Exhaust Control |  |  | Sector | Residential | C&I
2 | [11 empty] | Abbreviation | Res | CI
3
4 | [11 empty] | Market
5 | [11 empty] | Market | Retrofit | Market-Driven
6 | [11 empty] | Abbreviation | RET | MD
7
8 | [11 empty] | Building Types
9 | [11 empty] | Building Types | Single Family | Multifamily | LI Single Family | LI Multifamily | Small Education - College/University | Small Education - Other | Small Grocery | Small Health - Hospital | Small Health - Other | Small Industrial Manufacturing | Small Institutional/Public Service | Small Lodging | Small Miscellaneous/Other | Small Office | Small Restaurant | Small Retail | Small Warehouse | Large Education - College/University | Large Education - Other | Large Grocery | Large Health - Hospital | Large Health - Other | Large Industrial Manufacturing | Large Institutional/Public Service | Large Lodging | Large Miscellaneous/Other | Large Office | Large Restaurant | Large Retail | Large Warehouse
10
End Use
[12 empty] | End Use | Appliances | Cooking | Cooling | Exterior Lighting | Interior Lighting | Other | Plug Loads | Refrigeration | Space Heating | Ventilation | Water Heating | Drives | Motors and VFDs | Compressed Air Systems | Process Cooling and Refrigeration | Process Heating | Total Electric | Total Gas
[12 empty] | Abbreviation | Appl | Cook | Cool | ExtL | IntL | Oth | Plug | Refr | Heat | Vent | HWat | Driv | Motr | CAS | PrC | PrH | TotE | TotG
KEY FOR MEASURE DATA ROWS
CALCULATED FIELD
ENTER MANUALLY OR FORMULAICALLY FROM CALCULATIONS SECTION
MEASURE DATA
SOURCES
| GENERAL ('Measures' Sheet) INPUTS | 1 | 2 | 3 | 4 | 5 | 6 | 7 | 8 | 9 | 10 | 1 | 2 | 3 | 4 | 5 | 6 | 7 | 8 | 9 | 10
1 | Measure Name | 1: CI Garage Exhaust_Res, E - Vent (RET); SOURCES 1: CI Garage Exhaust_Res, E - Vent (RET)
2 | Measure Long Name | 1: Garage Exhaust Control; SOURCES 1: -
3 | Parent Measure Name | 1: CI Garage Exhaust_Res, E - Vent (RET); SOURCES 1: -
4 | Parent Measure Long Name | 1: Garage Exhaust Control; SOURCES 1: -
5 | Sector | 1: Residential; SOURCES 1: -
6 | Description | 1: This measure includes replacement of failed or working air purifier in existing homes with ENERGY STAR air purifier, or installation of an ENERGY STAR air purifier in a new home.; SOURCES 1: -
7 | Life | 1: 15; SOURCES 1: -
8 | Exist. Life | bar: SOURCES 1
9 | Primary Fuel | bar: 1 to SOURCES 1
10 | Secondary Fuel | bar: SOURCES 1
11 | Primary Fuel End Use | 1: Ventilation; SOURCES 1: -
12 | Secondary Fuel End Use | bar: SOURCES 1
13 | Elec Load Shape | bar: SOURCES 1
14 | Fuel Switch (Y/N) | bar: SOURCES 1
15 | Waste Heat Adjust. (Y/N) | bar: SOURCES 1
16 | Depends On | bar: SOURCES 1
17 | Links With | bar: SOURCES 1
18 | Mutual Exclusivity | bar: SOURCES 1
19 | bar: SOURCES 1
20 | GENERAL ('MeasChars' Sheet) INPUTS | 1: Garage Exhaust Control; SOURCES 1: -
21 | Mkt (MD or RET) | 1: RET; SOURCES 1: -
22 | Target Markets (NC, RENO, REPL, RET) | 1: #REF!; SOURCES 1: -
23 | Baseline Description | 1: The base case for this measure is a space with no demand control capability. The current code minimum for outside air (OA) is 5 CFM per occupant (ASHRAE 62.1 - 2016) which is the value for office space assumed in this measure; SOURCES 1: -
24 | Efficient Description | 1: The efficient equipment condition is defined by new CO2 sensors installed on return air systems where no other sensors were previously installed.; SOURCES 1: -
25 | Start Year | 1: #REF!; SOURCES 1: -
26 | End Year | 1: #REF!; SOURCES 1: -
27 | Building type assumed for characterization | 1: Single Family; SOURCES 1: -
28 | Units for Costs & Savings Values | bar: SOURCES 1
29 | Efficient kW ¦ MMBtu | bar: SOURCES 1
30 | Baseline kW ¦ MMBtu | bar: SOURCES 1
31 | Full Load Hours | bar: SOURCES 1
32 | kWh ¦ MMBtu Annual Savings | 1: 9450; SOURCES 1: -
33 | % Savings (primary fuel) | 1: 0; SOURCES 1: 2
34 | Efficient Equip Cost | bar: SOURCES 1
35 | Baseline Equip Cost | bar: SOURCES 1
36 | Incremental Cost | 1: 1500; SOURCES 1: -
37 | Incremental Cost per kWh ¦ MMBtu Saved | 1: 0.15873; SOURCES 1: 47
38 | bar: SOURCES 1
39 | SECONDARY END-USE FUEL IMPACTS (MMBtu/kWh), OR Elec Impacts (kWh/MMBtu) | 1: Garage Exhaust Control; SOURCES 1: -
40 | Fossil Fuel (or Elec) Savings - increased use is negative (MMBtu/yr ¦ kWh/yr) | bar: SOURCES 1
41 | Annual Fossil Fuel (or Elec) Savings per Elec (or FF) Savings - increased is negative (MMBtu/kWh ¦ kWh/MMBtu saved) | bar: SOURCES 1
42 | bar: SOURCES 1
43 | EARLY-RETIREMENT RETROFIT MEASURE INPUTS | bar: SOURCES 1
44 | Baseline Equip. Life | bar: SOURCES 1
45 | Baseline Equip. Age | bar: SOURCES 1
46 | Baseline Cost | bar: SOURCES 1
47 | Baseline Cost per kWh ¦ MMBtu saved | bar: SOURCES 1
48 | Baseline shift savings factor (for RET) | bar: SOURCES 1
49 | bar: SOURCES 1
50 | O&M INPUTS | bar: SOURCES 1
51 | Efficient Component 1 (description) | bar: SOURCES 1
52 | Eff Component 1 Life (years) | bar: SOURCES 1
53 | Eff Component 1 Replacement Cost | bar: SOURCES 1
54 | Eff Component 1 Replacement Cost per kWh ¦ MMBtu saved | bar: SOURCES 1
55 | Efficient Component 2 (description) | bar: SOURCES 1
56 | Eff Component 2 Life (years) | bar: SOURCES 1
57 | Eff Component 2 Replacement Cost | bar: SOURCES 1
58 | Eff Component 2 Replacement Cost per kWh ¦ MMBtu saved | bar: SOURCES 1
59 | Baseline Component 1 (description) | bar: SOURCES 1
60 | Baseline Component 1 Life (years) | bar: SOURCES 1
61 | Baseline Component 1 Replacement Cost | bar: SOURCES 1
62 | Baseline Component 1 Replacement Cost per kWh ¦ MMBtu saved | bar: SOURCES 1
63 | Baseline Component 2 (description) | bar: SOURCES 1
64 | Baseline Component 2 Life (years) | bar: SOURCES 1
65 | Baseline Component 2 Replacement Cost | bar: SOURCES 1
66 | Baseline Component 2 Replacement Cost per kWh ¦ MMBtu saved | bar: SOURCES 1
67 | O&M Annual Levelized Cost ($/kWh ¦ $/MMBtu) | bar: SOURCES 1
68 | bar: SOURCES 1
69 | Water INPUTS | bar: SOURCES 1
70 | Water (gal/yr) | bar: SOURCES 1
71 | Water [gal/yr per kWh ¦ MMBtu saved] | bar: SOURCES 1
∆kWh = Condition Space/1000 * SFcooling
CALCULATIONS
| INPUTS/VARIABLES | 1: VALUE; 2: SOURCE; 3: DESCRIPTION
| hours | 1: 8760; 2: IL TRM V12 pg. 401
| CF | 1: 1; 2: IL TRM V12 pg. 401
| Measure life | 1: 10; 2: IL TRM V12 pg. 401
| Measure cost RET | 1: 1178; 2: IL TRM V12 pg. 401
| Incremental cost | 1: 1500; 2: IL TRM V12 pg. 401
| Sfcooling | 1: 945; 2: IL TRM V12 pg. 401
| Garage size | 1: delkWh; 2: delkW; 3: %Savings; 4: Weighting
| 10000 | 1: 9450; 2: 0; 3: -; 4: 1
|  | 9450 | 0 | 0%

## CI Kitchen DCV
| MEASURE GROUP DEFINITION |  |  |  | REGION | #REF!
| INPUT CELLS | CALCULATED CELLS
| MEASURE NAME | [10 empty] | TAB NAMING LOOKUPS (DEFINED BY OVERALL PROJECT, NOT SPECIFIC MEASURE)
| Short Name (Same as Tab Name!) | Long Name | Sector (full name) | Life | Life Source | [6 empty] | Fuel Type
| CI Kitchen DCV | Kitchen Demand Control Ventilation | C&I | 20 | IL TRM V12 | [6 empty] | Fuel | Electric | Gas | Oil | Propane
[12 empty] | Abbreviation | E | G | O | P
| TAB BREAKOUT |  |  |  |  | [PULL FORMULA DOWN] | [PULL FORMULA DOWN]
# | Primary Fuel | Secondary Fuel (blank OK) | End Use | Market (RET or MD) | Custom Field (blank OK) | Fuel Abbreviations | End Use Abbr. | UNIQUE MEASURE NAME | Long Name |  |  | Sector
1 | Electric |  | Ventilation | RET |  | E | Vent | CI Kitchen DCV_CI, E - Vent (RET) | Kitchen Demand Control Ventilation |  |  | Sector | Residential | C&I
2 | [11 empty] | Abbreviation | Res | CI
3
4 | [11 empty] | Market
5 | [11 empty] | Market | Retrofit | Market-Driven
6 | [11 empty] | Abbreviation | RET | MD
7
8 | [11 empty] | Building Types
9 | [11 empty] | Building Types | Single Family | Multifamily | LI Single Family | LI Multifamily | Small Education - College/University | Small Education - Other | Small Grocery | Small Health - Hospital | Small Health - Other | Small Industrial Manufacturing | Small Institutional/Public Service | Small Lodging | Small Miscellaneous/Other | Small Office | Small Restaurant | Small Retail | Small Warehouse | Large Education - College/University | Large Education - Other | Large Grocery | Large Health - Hospital | Large Health - Other | Large Industrial Manufacturing | Large Institutional/Public Service | Large Lodging | Large Miscellaneous/Other | Large Office | Large Restaurant | Large Retail | Large Warehouse
10
End Use
[12 empty] | End Use | Appliances | Cooking | Cooling | Exterior Lighting | Interior Lighting | Other | Plug Loads | Refrigeration | Space Heating | Ventilation | Water Heating | Drives | Motors and VFDs | Compressed Air Systems | Process Cooling and Refrigeration | Process Heating | Total Electric | Total Gas
[12 empty] | Abbreviation | Appl | Cook | Cool | ExtL | IntL | Oth | Plug | Refr | Heat | Vent | HWat | Driv | Motr | CAS | PrC | PrH | TotE | TotG
KEY FOR MEASURE DATA ROWS
CALCULATED FIELD
ENTER MANUALLY OR FORMULAICALLY FROM CALCULATIONS SECTION
MEASURE DATA
SOURCES
| GENERAL ('Measures' Sheet) INPUTS | 1 | 2 | 3 | 4 | 5 | 6 | 7 | 8 | 9 | 10 | 1 | 2 | 3 | 4 | 5 | 6 | 7 | 8 | 9 | 10
1 | Measure Name | 1: CI Kitchen DCV_CI, E - Vent (RET); SOURCES 1: CI Kitchen DCV_CI, E - Vent (RET)
2 | Measure Long Name | 1: Kitchen Demand Control Ventilation; SOURCES 1: -
3 | Parent Measure Name | 1: CI Kitchen DCV_CI, E - Vent (RET); SOURCES 1: -
4 | Parent Measure Long Name | 1: Kitchen Demand Control Ventilation; SOURCES 1: -
5 | Sector | 1: C&I; SOURCES 1: -
6 | Description | 1: Replacement of failed or working electric hot food holding cabinets with new high efficiency hot food holding cabinets.; 2: Replacement of failed or working electric hot food holding cabinets with new high efficiency hot food holding cabinets.; SOURCES 1: -
7 | Life | 1: 20; SOURCES 1: -
8 | Exist. Life | bar: SOURCES 1
9 | Primary Fuel | bar: 1 to SOURCES 1
10 | Secondary Fuel | bar: SOURCES 1
11 | Primary Fuel End Use | 1: Ventilation; SOURCES 1: -
12 | Secondary Fuel End Use | bar: SOURCES 1
13 | Elec Load Shape | bar: SOURCES 1
14 | Fuel Switch (Y/N) | bar: SOURCES 1
15 | Waste Heat Adjust. (Y/N) | bar: SOURCES 1
16 | Depends On | bar: SOURCES 1
17 | Links With | bar: SOURCES 1
18 | Mutual Exclusivity | bar: SOURCES 1
19 | bar: SOURCES 1
20 | GENERAL ('MeasChars' Sheet) INPUTS | 1: Kitchen Demand Control Ventilation; SOURCES 1: -
21 | Mkt (MD or RET) | 1: RET; SOURCES 1: -
22 | Target Markets (NC, RENO, REPL, RET) | 1: #REF!; SOURCES 1: -
23 | Baseline Description | 1: The baseline equipment is kitchen ventilation that has constant speed ventilation moto; SOURCES 1: -
24 | Efficient Description | 1: To qualify for this measure the installed equipment must be a control system that varies the exhaust rate of kitchen ventilation (exhaust and/or makeup air fans) based on the energy and effluent output from the cooking appliances (i.e., the more heat and smoke/vapors generated, the more ventilation needed).; SOURCES 1: -
25 | Start Year | 1: #REF!; SOURCES 1: -
26 | End Year | 1: #REF!; SOURCES 1: -
27 | Building type assumed for characterization | 1: Small Restaurant; SOURCES 1: -
28 | Units for Costs & Savings Values | bar: SOURCES 1
29 | Efficient kW ¦ MMBtu | bar: SOURCES 1
30 | Baseline kW ¦ MMBtu | bar: SOURCES 1
31 | Full Load Hours | bar: SOURCES 1
32 | kWh ¦ MMBtu Annual Savings | 1: 42681.95; SOURCES 1: -
33 | % Savings (primary fuel) | 1: 0; SOURCES 1: 3
34 | Efficient Equip Cost | bar: SOURCES 1
35 | Baseline Equip Cost | bar: SOURCES 1
36 | Incremental Cost | 1: 1992; SOURCES 1: -
37 | Incremental Cost per kWh ¦ MMBtu Saved | 1: 0.027646; SOURCES 1: 22
38 | bar: SOURCES 1
39 | SECONDARY END-USE FUEL IMPACTS (MMBtu/kWh), OR Elec Impacts (kWh/MMBtu) | 1: Kitchen Demand Control Ventilation; SOURCES 1: -
40 | Fossil Fuel (or Elec) Savings - increased use is negative (MMBtu/yr ¦ kWh/yr) | bar: SOURCES 1
41 | Annual Fossil Fuel (or Elec) Savings per Elec (or FF) Savings - increased is negative (MMBtu/kWh ¦ kWh/MMBtu saved) | bar: SOURCES 1
42 | bar: SOURCES 1
43 | EARLY-RETIREMENT RETROFIT MEASURE INPUTS | bar: SOURCES 1
44 | Baseline Equip. Life | bar: SOURCES 1
45 | Baseline Equip. Age | bar: SOURCES 1
46 | Baseline Cost | bar: SOURCES 1
47 | Baseline Cost per kWh ¦ MMBtu saved | bar: SOURCES 1
48 | Baseline shift savings factor (for RET) | bar: SOURCES 1
49 | bar: SOURCES 1
50 | O&M INPUTS | bar: SOURCES 1
51 | Efficient Component 1 (description) | bar: SOURCES 1
52 | Eff Component 1 Life (years) | bar: SOURCES 1
53 | Eff Component 1 Replacement Cost | bar: SOURCES 1
54 | Eff Component 1 Replacement Cost per kWh ¦ MMBtu saved | bar: SOURCES 1
55 | Efficient Component 2 (description) | bar: SOURCES 1
56 | Eff Component 2 Life (years) | bar: SOURCES 1
57 | Eff Component 2 Replacement Cost | bar: SOURCES 1
58 | Eff Component 2 Replacement Cost per kWh ¦ MMBtu saved | bar: SOURCES 1
59 | Baseline Component 1 (description) | bar: SOURCES 1
60 | Baseline Component 1 Life (years) | bar: SOURCES 1
61 | Baseline Component 1 Replacement Cost | bar: SOURCES 1
62 | Baseline Component 1 Replacement Cost per kWh ¦ MMBtu saved | bar: SOURCES 1
63 | Baseline Component 2 (description) | bar: SOURCES 1
64 | Baseline Component 2 Life (years) | bar: SOURCES 1
65 | Baseline Component 2 Replacement Cost | bar: SOURCES 1
66 | Baseline Component 2 Replacement Cost per kWh ¦ MMBtu saved | bar: SOURCES 1
67 | O&M Annual Levelized Cost ($/kWh ¦ $/MMBtu) | bar: SOURCES 1
68 | bar: SOURCES 1
69 | Water INPUTS | bar: SOURCES 1
70 | Water (gal/yr) | bar: SOURCES 1
71 | Water [gal/yr per kWh ¦ MMBtu saved] | bar: SOURCES 1
CALCULATIONS
| Measure Life | 1: 20; 2: IL TRM V12 pg. 172
| kWh Deemed/HP | 1: 4423; 2: IL TRM V12 pg. 172
| kW Deemed/HP | 1: 0.551; 2: IL TRM V12 pg. 172
| HP of fan | 1: 9.65; 2: IL TRM V12 pg. 172; 3: Default
| Incremental Cost RET | 1: 1992; 2: IL TRM V12 pg. 172
| Incremental Cost NC | 1: 1180; 2: IL TRM V12 pg. 172
| V | 1: delkWh; 2: Peak kW; 3: % Savings; 4: Incremental Cost; 5: Incremental Cost/kWh
| RET | 1: 42681.95; 2: 5.3172; 4: 1992; 5: 0.046671
| NC | 1: 42681.95; 2: 5.3172; 4: 1180; 5: 0.027646

## CI VSD Cool Tower Fans
| MEASURE GROUP DEFINITION |  |  |  | REGION | #REF!
| INPUT CELLS | CALCULATED CELLS
| MEASURE NAME | [10 empty] | TAB NAMING LOOKUPS (DEFINED BY OVERALL PROJECT, NOT SPECIFIC MEASURE)
| Short Name (Same as Tab Name!) | Long Name | Sector (full name) | Life | Life Source | [6 empty] | Fuel Type
| CI VSD Cool Tower Fans | Variable Speed Drive, Cooling Tower Fan | C&I | 15 | IL TRM V12 | [6 empty] | Fuel | Electric | Gas | Oil | Propane
[12 empty] | Abbreviation | E | G | O | P
| TAB BREAKOUT |  |  |  |  | [PULL FORMULA DOWN] | [PULL FORMULA DOWN]
# | Primary Fuel | Secondary Fuel (blank OK) | End Use | Market (RET or MD) | Custom Field (blank OK) | Fuel Abbreviations | End Use Abbr. | UNIQUE MEASURE NAME | Long Name |  |  | Sector
1 | Electric |  | Ventilation | RET |  | E | Vent | CI VSD Cool Tower Fans_CI, E - Vent (RET) | Variable Speed Drive, Cooling Tower Fan |  |  | Sector | Residential | C&I
2 | [11 empty] | Abbreviation | Res | CI
3
4 | [11 empty] | Market
5 | [11 empty] | Market | Retrofit | Market-Driven
6 | [11 empty] | Abbreviation | RET | MD
7
8 | [11 empty] | Building Types
9 | [11 empty] | Building Types | Single Family | Multifamily | LI Single Family | LI Multifamily | Small Education - College/University | Small Education - Other | Small Grocery | Small Health - Hospital | Small Health - Other | Small Industrial Manufacturing | Small Institutional/Public Service | Small Lodging | Small Miscellaneous/Other | Small Office | Small Restaurant | Small Retail | Small Warehouse | Large Education - College/University | Large Education - Other | Large Grocery | Large Health - Hospital | Large Health - Other | Large Industrial Manufacturing | Large Institutional/Public Service | Large Lodging | Large Miscellaneous/Other | Large Office | Large Restaurant | Large Retail | Large Warehouse
10
End Use
[12 empty] | End Use | Appliances | Cooking | Cooling | Exterior Lighting | Interior Lighting | Other | Plug Loads | Refrigeration | Space Heating | Ventilation | Water Heating | Drives | Motors and VFDs | Compressed Air Systems | Process Cooling and Refrigeration | Process Heating | Total Electric | Total Gas
[12 empty] | Abbreviation | Appl | Cook | Cool | ExtL | IntL | Oth | Plug | Refr | Heat | Vent | HWat | Driv | Motr | CAS | PrC | PrH | TotE | TotG
KEY FOR MEASURE DATA ROWS
CALCULATED FIELD
ENTER MANUALLY OR FORMULAICALLY FROM CALCULATIONS SECTION
MEASURE DATA
SOURCES
| GENERAL ('Measures' Sheet) INPUTS | 1 | 2 | 3 | 4 | 5 | 6 | 7 | 8 | 9 | 10 | 1 | 2 | 3 | 4 | 5 | 6 | 7 | 8 | 9 | 10
1 | Measure Name | 1: CI VSD Cool Tower Fans_CI, E - Vent (RET); SOURCES 1: CI VSD Cool Tower Fans_CI, E - Vent (RET)
2 | Measure Long Name | 1: Variable Speed Drive, Cooling Tower Fan; SOURCES 1: -
3 | Parent Measure Name | 1: CI VSD Cool Tower Fans_CI, E - Vent (RET); SOURCES 1: -
4 | Parent Measure Long Name | 1: Variable Speed Drive, Cooling Tower Fan; SOURCES 1: -
5 | Sector | 1: C&I; SOURCES 1: -
6 | Description | 1: This measure includes replacement of failed or working air purifier in existing homes with ENERGY STAR air purifier, or installation of an ENERGY STAR air purifier in a new home.; SOURCES 1: -
7 | Life | 1: 15; SOURCES 1: -
8 | Exist. Life | bar: SOURCES 1
9 | Primary Fuel | bar: 1 to SOURCES 1
10 | Secondary Fuel | bar: SOURCES 1
11 | Primary Fuel End Use | 1: Ventilation; SOURCES 1: -
12 | Secondary Fuel End Use | bar: SOURCES 1
13 | Elec Load Shape | bar: SOURCES 1
14 | Fuel Switch (Y/N) | bar: SOURCES 1
15 | Waste Heat Adjust. (Y/N) | bar: SOURCES 1
16 | Depends On | bar: SOURCES 1
17 | Links With | bar: SOURCES 1
18 | Mutual Exclusivity | bar: SOURCES 1
19 | bar: SOURCES 1
20 | GENERAL ('MeasChars' Sheet) INPUTS | 1: Variable Speed Drive, Cooling Tower Fan; SOURCES 1: -
21 | Mkt (MD or RET) | 1: RET; SOURCES 1: -
22 | Target Markets (NC, RENO, REPL, RET) | 1: #REF!; SOURCES 1: -
23 | Baseline Description | 1: The VSD is applied to a motor which does not have a VSD; SOURCES 1: -
24 | Efficient Description | 1: The time of sale baseline is a new motor installed without a VSD or other methods of control. Retrofit baseline is an existing motor operating as is.; SOURCES 1: -
25 | Start Year | 1: #REF!; SOURCES 1: -
26 | End Year | 1: #REF!; SOURCES 1: -
27 | Building type assumed for characterization | 1: Single Family; SOURCES 1: -
28 | Units for Costs & Savings Values | bar: SOURCES 1
29 | Efficient kW ¦ MMBtu | bar: SOURCES 1
30 | Baseline kW ¦ MMBtu | bar: SOURCES 1
31 | Full Load Hours | bar: SOURCES 1
32 | kWh ¦ MMBtu Annual Savings | 1: 35632.6617; SOURCES 1: -
33 | % Savings (primary fuel) | 1: 0.502; SOURCES 1: 2
34 | Efficient Equip Cost | bar: SOURCES 1
35 | Baseline Equip Cost | bar: SOURCES 1
36 | Incremental Cost | 1: 5011.8; SOURCES 1: -
37 | Incremental Cost per kWh ¦ MMBtu Saved | 1: 0.20837; SOURCES 1: 47
38 | bar: SOURCES 1
39 | SECONDARY END-USE FUEL IMPACTS (MMBtu/kWh), OR Elec Impacts (kWh/MMBtu) | 1: Variable Speed Drive, Cooling Tower Fan; SOURCES 1: -
40 | Fossil Fuel (or Elec) Savings - increased use is negative (MMBtu/yr ¦ kWh/yr) | bar: SOURCES 1
41 | Annual Fossil Fuel (or Elec) Savings per Elec (or FF) Savings - increased is negative (MMBtu/kWh ¦ kWh/MMBtu saved) | bar: SOURCES 1
42 | bar: SOURCES 1
43 | EARLY-RETIREMENT RETROFIT MEASURE INPUTS | bar: SOURCES 1
44 | Baseline Equip. Life | bar: SOURCES 1
45 | Baseline Equip. Age | bar: SOURCES 1
46 | Baseline Cost | bar: SOURCES 1
47 | Baseline Cost per kWh ¦ MMBtu saved | bar: SOURCES 1
48 | Baseline shift savings factor (for RET) | bar: SOURCES 1
49 | bar: SOURCES 1
50 | O&M INPUTS | bar: SOURCES 1
51 | Efficient Component 1 (description) | bar: SOURCES 1
52 | Eff Component 1 Life (years) | bar: SOURCES 1
53 | Eff Component 1 Replacement Cost | bar: SOURCES 1
54 | Eff Component 1 Replacement Cost per kWh ¦ MMBtu saved | bar: SOURCES 1
55 | Efficient Component 2 (description) | bar: SOURCES 1
56 | Eff Component 2 Life (years) | bar: SOURCES 1
57 | Eff Component 2 Replacement Cost | bar: SOURCES 1
58 | Eff Component 2 Replacement Cost per kWh ¦ MMBtu saved | bar: SOURCES 1
59 | Baseline Component 1 (description) | bar: SOURCES 1
60 | Baseline Component 1 Life (years) | bar: SOURCES 1
61 | Baseline Component 1 Replacement Cost | bar: SOURCES 1
62 | Baseline Component 1 Replacement Cost per kWh ¦ MMBtu saved | bar: SOURCES 1
63 | Baseline Component 2 (description) | bar: SOURCES 1
64 | Baseline Component 2 Life (years) | bar: SOURCES 1
65 | Baseline Component 2 Replacement Cost | bar: SOURCES 1
66 | Baseline Component 2 Replacement Cost per kWh ¦ MMBtu saved | bar: SOURCES 1
67 | O&M Annual Levelized Cost ($/kWh ¦ $/MMBtu) | bar: SOURCES 1
68 | bar: SOURCES 1
69 | Water INPUTS | bar: SOURCES 1
70 | Water (gal/yr) | bar: SOURCES 1
71 | Water [gal/yr per kWh ¦ MMBtu saved] | bar: SOURCES 1
ΔkWh = BHP /EFFi * Hours * ESF
CALCULATIONS
| INPUTS/VARIABLES | 1: VALUE; 2: SOURCE; 3: DESCRIPTION
| hours | 1: 2987; 2: IL TRM V12 pg. 396; 3: Unknown value and only cooling run hours
| DSF | 1: 0.407; 2: IL TRM V12 pg. 396; 3: Cooling tower fan
| Measure life | 1: 15; 2: IL TRM V12 pg. 396
| Incremental cost | 1: 1178; 2: IL TRM V12 pg. 396
| ESF | 1: 0.502; 2: IL TRM V12 pg. 396
| EFFi | 1: 0.93; 2: IL TRM V12 pg. 396
| Load factor | 1: 0.65; 2: IL TRM V12 pg. 396
| HP | 1: BHP; 2: delkWh; 3: delkW; 4: %Savings; 5: Incremental cost; 6: Incremental cost/kWh; 7: Weighting
| 5 | 1: 3.25; 2: 5240.0973; 3: 1.4223; 4: 0.502; 5: 2250; 6: 0.42938; 7: 0.2
| 15 | 1: 9.75; 2: 15720.2919; 3: 4.2669; 4: 0.502; 5: 3318; 6: 0.21106; 7: 0.2
| 25 | 1: 16.25; 2: 26200.4866; 3: 7.1116; 4: 0.502; 5: 4386; 6: 0.1674; 7: 0.2
| 50 | 1: 32.5; 2: 52400.9731; 3: 14.2231; 4: 0.502; 5: 6573; 6: 0.12544; 7: 0.2
| 75 | 1: 48.75; 2: 78601.4597; 3: 21.3347; 4: 0.502; 5: 8532; 6: 0.10855; 7: 0.2
|  |  | 35632.6617 | 9.6717 | 50.2% | 5011.8 | 0.20837

## CI VSD HVAC Fan
| MEASURE GROUP DEFINITION |  |  |  | REGION | #REF!
| INPUT CELLS | CALCULATED CELLS
| MEASURE NAME | [10 empty] | TAB NAMING LOOKUPS (DEFINED BY OVERALL PROJECT, NOT SPECIFIC MEASURE)
| Short Name (Same as Tab Name!) | Long Name | Sector (full name) | Life | Life Source | [6 empty] | Fuel Type
| CI VSD HVAC Fan | Variable Speed Drive, Cooling Tower Fan | C&I | 15 | IL TRM V12 | [6 empty] | Fuel | Electric | Gas | Oil | Propane
[12 empty] | Abbreviation | E | G | O | P
| TAB BREAKOUT |  |  |  |  | [PULL FORMULA DOWN] | [PULL FORMULA DOWN]
# | Primary Fuel | Secondary Fuel (blank OK) | End Use | Market (RET or MD) | Custom Field (blank OK) | Fuel Abbreviations | End Use Abbr. | UNIQUE MEASURE NAME | Long Name |  |  | Sector
1 | Electric |  | Ventilation | RET |  | E | Vent | CI VSD HVAC Fan_CI, E - Vent (RET) | Variable Speed Drive, Cooling Tower Fan |  |  | Sector | Residential | C&I
2 | [11 empty] | Abbreviation | Res | CI
3
4 | [11 empty] | Market
5 | [11 empty] | Market | Retrofit | Market-Driven
6 | [11 empty] | Abbreviation | RET | MD
7
8 | [11 empty] | Building Types
9 | [11 empty] | Building Types | Single Family | Multifamily | LI Single Family | LI Multifamily | Small Education - College/University | Small Education - Other | Small Grocery | Small Health - Hospital | Small Health - Other | Small Industrial Manufacturing | Small Institutional/Public Service | Small Lodging | Small Miscellaneous/Other | Small Office | Small Restaurant | Small Retail | Small Warehouse | Large Education - College/University | Large Education - Other | Large Grocery | Large Health - Hospital | Large Health - Other | Large Industrial Manufacturing | Large Institutional/Public Service | Large Lodging | Large Miscellaneous/Other | Large Office | Large Restaurant | Large Retail | Large Warehouse
10
End Use
[12 empty] | End Use | Appliances | Cooking | Cooling | Exterior Lighting | Interior Lighting | Other | Plug Loads | Refrigeration | Space Heating | Ventilation | Water Heating | Drives | Motors and VFDs | Compressed Air Systems | Process Cooling and Refrigeration | Process Heating | Total Electric | Total Gas
[12 empty] | Abbreviation | Appl | Cook | Cool | ExtL | IntL | Oth | Plug | Refr | Heat | Vent | HWat | Driv | Motr | CAS | PrC | PrH | TotE | TotG
KEY FOR MEASURE DATA ROWS
CALCULATED FIELD
ENTER MANUALLY OR FORMULAICALLY FROM CALCULATIONS SECTION
MEASURE DATA
SOURCES
| GENERAL ('Measures' Sheet) INPUTS | 1 | 2 | 3 | 4 | 5 | 6 | 7 | 8 | 9 | 10 | 1 | 2 | 3 | 4 | 5 | 6 | 7 | 8 | 9 | 10
1 | Measure Name | 1: CI VSD HVAC Fan_CI, E - Vent (RET); SOURCES 1: CI VSD HVAC Fan_CI, E - Vent (RET)
2 | Measure Long Name | 1: Variable Speed Drive, Cooling Tower Fan; SOURCES 1: -
3 | Parent Measure Name | 1: CI VSD HVAC Fan_CI, E - Vent (RET); SOURCES 1: -
4 | Parent Measure Long Name | 1: Variable Speed Drive, Cooling Tower Fan; SOURCES 1: -
5 | Sector | 1: C&I; SOURCES 1: -
6 | Description | 1: This measure includes replacement of failed or working air purifier in existing homes with ENERGY STAR air purifier, or installation of an ENERGY STAR air purifier in a new home.; SOURCES 1: -
7 | Life | 1: 15; SOURCES 1: -
8 | Exist. Life | bar: SOURCES 1
9 | Primary Fuel | bar: 1 to SOURCES 1
10 | Secondary Fuel | bar: SOURCES 1
11 | Primary Fuel End Use | 1: Ventilation; SOURCES 1: -
12 | Secondary Fuel End Use | bar: SOURCES 1
13 | Elec Load Shape | bar: SOURCES 1
14 | Fuel Switch (Y/N) | bar: SOURCES 1
15 | Waste Heat Adjust. (Y/N) | bar: SOURCES 1
16 | Depends On | bar: SOURCES 1
17 | Links With | bar: SOURCES 1
18 | Mutual Exclusivity | bar: SOURCES 1
19 | bar: SOURCES 1
20 | GENERAL ('MeasChars' Sheet) INPUTS | 1: Variable Speed Drive, Cooling Tower Fan; SOURCES 1: -
21 | Mkt (MD or RET) | 1: RET; SOURCES 1: -
22 | Target Markets (NC, RENO, REPL, RET) | 1: #REF!; SOURCES 1: -
23 | Baseline Description | 1: The VSD is applied to a motor which does not have a VSD; SOURCES 1: -
24 | Efficient Description | 1: The time of sale baseline is a new motor installed without a VSD or other methods of control. Retrofit baseline is an existing motor operating as is.; SOURCES 1: -
25 | Start Year | 1: #REF!; SOURCES 1: -
26 | End Year | 1: #REF!; SOURCES 1: -
27 | Building type assumed for characterization | 1: Single Family; SOURCES 1: -
28 | Units for Costs & Savings Values | bar: SOURCES 1
29 | Efficient kW ¦ MMBtu | bar: SOURCES 1
30 | Baseline kW ¦ MMBtu | bar: SOURCES 1
31 | Full Load Hours | bar: SOURCES 1
32 | kWh ¦ MMBtu Annual Savings | 1: 35632.6617; SOURCES 1: -
33 | % Savings (primary fuel) | 1: 0.502; SOURCES 1: 2
34 | Efficient Equip Cost | bar: SOURCES 1
35 | Baseline Equip Cost | bar: SOURCES 1
36 | Incremental Cost | 1: 5011.8; SOURCES 1: -
37 | Incremental Cost per kWh ¦ MMBtu Saved | 1: 0.20837; SOURCES 1: 47
38 | bar: SOURCES 1
39 | SECONDARY END-USE FUEL IMPACTS (MMBtu/kWh), OR Elec Impacts (kWh/MMBtu) | 1: Variable Speed Drive, Cooling Tower Fan; SOURCES 1: -
40 | Fossil Fuel (or Elec) Savings - increased use is negative (MMBtu/yr ¦ kWh/yr) | bar: SOURCES 1
41 | Annual Fossil Fuel (or Elec) Savings per Elec (or FF) Savings - increased is negative (MMBtu/kWh ¦ kWh/MMBtu saved) | bar: SOURCES 1
42 | bar: SOURCES 1
43 | EARLY-RETIREMENT RETROFIT MEASURE INPUTS | bar: SOURCES 1
44 | Baseline Equip. Life | bar: SOURCES 1
45 | Baseline Equip. Age | bar: SOURCES 1
46 | Baseline Cost | bar: SOURCES 1
47 | Baseline Cost per kWh ¦ MMBtu saved | bar: SOURCES 1
48 | Baseline shift savings factor (for RET) | bar: SOURCES 1
49 | bar: SOURCES 1
50 | O&M INPUTS | bar: SOURCES 1
51 | Efficient Component 1 (description) | bar: SOURCES 1
52 | Eff Component 1 Life (years) | bar: SOURCES 1
53 | Eff Component 1 Replacement Cost | bar: SOURCES 1
54 | Eff Component 1 Replacement Cost per kWh ¦ MMBtu saved | bar: SOURCES 1
55 | Efficient Component 2 (description) | bar: SOURCES 1
56 | Eff Component 2 Life (years) | bar: SOURCES 1
57 | Eff Component 2 Replacement Cost | bar: SOURCES 1
58 | Eff Component 2 Replacement Cost per kWh ¦ MMBtu saved | bar: SOURCES 1
59 | Baseline Component 1 (description) | bar: SOURCES 1
60 | Baseline Component 1 Life (years) | bar: SOURCES 1
61 | Baseline Component 1 Replacement Cost | bar: SOURCES 1
62 | Baseline Component 1 Replacement Cost per kWh ¦ MMBtu saved | bar: SOURCES 1
63 | Baseline Component 2 (description) | bar: SOURCES 1
64 | Baseline Component 2 Life (years) | bar: SOURCES 1
65 | Baseline Component 2 Replacement Cost | bar: SOURCES 1
66 | Baseline Component 2 Replacement Cost per kWh ¦ MMBtu saved | bar: SOURCES 1
67 | O&M Annual Levelized Cost ($/kWh ¦ $/MMBtu) | bar: SOURCES 1
68 | bar: SOURCES 1
69 | Water INPUTS | bar: SOURCES 1
70 | Water (gal/yr) | bar: SOURCES 1
71 | Water [gal/yr per kWh ¦ MMBtu saved] | bar: SOURCES 1
ΔkWh = BHP /EFFi * Hours * ESF
CALCULATIONS
| INPUTS/VARIABLES | 1: VALUE; 2: SOURCE; 3: DESCRIPTION
| hours | 1: 2987; 2: IL TRM V12 pg. 396; 3: Unknown value and only cooling run hours
| DSF | 1: 0.407; 2: IL TRM V12 pg. 396; 3: Cooling tower fan
| Measure life | 1: 15; 2: IL TRM V12 pg. 396
| Incremental cost | 1: 1178; 2: IL TRM V12 pg. 396
| ESF | 1: 0.502; 2: IL TRM V12 pg. 396
| EFFi | 1: 0.93; 2: IL TRM V12 pg. 396
| Load factor | 1: 0.65; 2: IL TRM V12 pg. 396
| HP | 1: BHP; 2: delkWh; 3: delkW; 4: %Savings; 5: Incremental cost; 6: Incremental cost/kWh; 7: Weighting
| 5 | 1: 3.25; 2: 5240.0973; 3: 1.4223; 4: 0.502; 5: 2250; 6: 0.42938; 7: 0.2
| 15 | 1: 9.75; 2: 15720.2919; 3: 4.2669; 4: 0.502; 5: 3318; 6: 0.21106; 7: 0.2
| 25 | 1: 16.25; 2: 26200.4866; 3: 7.1116; 4: 0.502; 5: 4386; 6: 0.1674; 7: 0.2
| 50 | 1: 32.5; 2: 52400.9731; 3: 14.2231; 4: 0.502; 5: 6573; 6: 0.12544; 7: 0.2
| 75 | 1: 48.75; 2: 78601.4597; 3: 21.3347; 4: 0.502; 5: 8532; 6: 0.10855; 7: 0.2
|  |  | 35632.6617 | 9.6717 | 50.2% | 5011.8 | 0.20837

## CI Faucet Aerator
| MEASURE GROUP DEFINITION |  |  |  | REGION | #REF!
| INPUT CELLS | CALCULATED CELLS
| MEASURE NAME | [10 empty] | TAB NAMING LOOKUPS (DEFINED BY OVERALL PROJECT, NOT SPECIFIC MEASURE)
| Short Name (Same as Tab Name!) | Long Name | Sector (full name) | Life | Life Source | [6 empty] | Fuel Type
| CI Faucet Aerator | Faucet Aerator | C&I | 10 | 3 | [6 empty] | Fuel | Electric | Gas | Oil | Propane
[12 empty] | Abbreviation | E | G | O | P
| TAB BREAKOUT |  |  |  |  | [PULL FORMULA DOWN] | [PULL FORMULA DOWN]
# | Primary Fuel | Secondary Fuel (blank OK) | End Use | Market (RET or MD) | Custom Field (blank OK) | Fuel Abbreviations | End Use Abbr. | UNIQUE MEASURE NAME | Long Name |  |  | Sector
1 | Electric |  | Water Heating | RET |  | E | HWat | CI Faucet Aerator_CI, E - HWat (RET) | Faucet Aerator |  |  | Sector | Residential | C&I
2 | Propane |  | Water Heating | RET |  | P | HWat | CI Faucet Aerator_CI, P - HWat (RET) | Faucet Aerator |  |  | Abbreviation | Res | CI
3
4 | [11 empty] | Market
5 | [11 empty] | Market | Retrofit | Market-Driven
6 | [11 empty] | Abbreviation | RET | MD
7
8 | [11 empty] | Building Types
9 | [11 empty] | Building Types | Single Family | Multifamily | LI Single Family | LI Multifamily | Small Education - College/University | Small Education - Other | Small Grocery | Small Health - Hospital | Small Health - Other | Small Industrial Manufacturing | Small Institutional/Public Service | Small Lodging | Small Miscellaneous/Other | Small Office | Small Restaurant | Small Retail | Small Warehouse | Large Education - College/University | Large Education - Other | Large Grocery | Large Health - Hospital | Large Health - Other | Large Industrial Manufacturing | Large Institutional/Public Service | Large Lodging | Large Miscellaneous/Other | Large Office | Large Restaurant | Large Retail | Large Warehouse
10
End Use
[12 empty] | End Use | Appliances | Cooking | Cooling | Exterior Lighting | Interior Lighting | Other | Plug Loads | Refrigeration | Space Heating | Ventilation | Water Heating | Drives | Motors and VFDs | Compressed Air Systems | Process Cooling and Refrigeration | Process Heating | Total Electric | Total Gas
[12 empty] | Abbreviation | Appl | Cook | Cool | ExtL | IntL | Oth | Plug | Refr | Heat | Vent | HWat | Driv | Motr | CAS | PrC | PrH | TotE | TotG
KEY FOR MEASURE DATA ROWS
CALCULATED FIELD
ENTER MANUALLY OR FORMULAICALLY FROM CALCULATIONS SECTION
MEASURE DATA
SOURCES
| GENERAL ('Measures' Sheet) INPUTS | 1 | 2 | 3 | 4 | 5 | 6 | 7 | 8 | 9 | 10 | 1 | 2 | 3 | 4 | 5 | 6 | 7 | 8 | 9 | 10
1 | Measure Name | 1: CI Faucet Aerator_CI, E - HWat (RET); 2: CI Faucet Aerator_CI, P - HWat (RET); SOURCES 1: CI Faucet Aerator_CI, E - HWat (RET); SOURCES 2: CI Faucet Aerator_CI, P - HWat (RET)
2 | Measure Long Name | 1: Faucet Aerator; 2: Faucet Aerator; SOURCES 1: -; SOURCES 2: -
3 | Parent Measure Name | 1: CI Faucet Aerator_CI, E - HWat (RET); 2: CI Faucet Aerator_CI, P - HWat (RET); SOURCES 1: -; SOURCES 2: -
4 | Parent Measure Long Name | 1: Faucet Aerator; 2: Faucet Aerator; SOURCES 1: -; SOURCES 2: -
5 | Sector | 1: C&I; 2: C&I; SOURCES 1: -; SOURCES 2: -
6 | Description | 1: This measure includes replacing an existing faucet aerator with low-flow aerator.; 2: This measure includes replacing an existing faucet aerator with low-flow aerator.; SOURCES 1: -; SOURCES 2: -
7 | Life | 1: 10; 2: 10; SOURCES 1: -; SOURCES 2: -
8 | Exist. Life | bar: SOURCES 1 to SOURCES 2
9 | Primary Fuel | 1: E; 2: Prp; SOURCES 1: -; SOURCES 2: -
10 | Secondary Fuel | bar: 1 to SOURCES 2
11 | Primary Fuel End Use | 1: Water Heating; 2: Water Heating; SOURCES 1: -; SOURCES 2: -
12 | Secondary Fuel End Use | bar: SOURCES 1 to SOURCES 2
13 | Elec Load Shape | bar: SOURCES 1 to SOURCES 2
14 | Fuel Switch (Y/N) | bar: SOURCES 1 to SOURCES 2
15 | Waste Heat Adjust. (Y/N) | bar: SOURCES 1 to SOURCES 2
16 | Depends On | bar: SOURCES 1 to SOURCES 2
17 | Links With | bar: SOURCES 1 to SOURCES 2
18 | Mutual Exclusivity | bar: SOURCES 1 to SOURCES 2
19 | bar: SOURCES 1 to SOURCES 2
20 | GENERAL ('MeasChars' Sheet) INPUTS | 1: Faucet Aerator; 2: Faucet Aerator; SOURCES 1: -; SOURCES 2: -
21 | Mkt (MD or RET) | 1: RET; 2: RET; SOURCES 1: -; SOURCES 2: -
22 | Target Markets (NC, RENO, REPL, RET) | 1: #REF!; 2: #REF!; SOURCES 1: -; SOURCES 2: -
23 | Baseline Description | 1: Existing, inefficient faucet aerator; 2: Existing, inefficient faucet aerator; SOURCES 1: -; SOURCES 2: -
24 | Efficient Description | 1: Low-flow faucet aerator; 2: Low-flow faucet aerator; SOURCES 1: -; SOURCES 2: -
25 | Start Year | 1: #REF!; 2: #REF!; SOURCES 1: -; SOURCES 2: -
26 | End Year | 1: #REF!; 2: #REF!; SOURCES 1: -; SOURCES 2: -
27 | Building type assumed for characterization | 1: Small Office; 2: Small Office; SOURCES 1: -; SOURCES 2: -
28 | Units for Costs & Savings Values | bar: SOURCES 1 to SOURCES 2
29 | Efficient kW ¦ MMBtu | bar: SOURCES 1 to SOURCES 2
30 | Baseline kW ¦ MMBtu | bar: SOURCES 1 to SOURCES 2
31 | Full Load Hours | bar: SOURCES 1 to SOURCES 2
32 | kWh ¦ MMBtu Annual Savings | 1: 234.7588; 2: 11.7539; SOURCES 1: -; SOURCES 2: -
33 | % Savings (primary fuel) | 1: 0.23291; 2: 0.23291; SOURCES 1: 3,11,8; SOURCES 2: 3,11,8
34 | Efficient Equip Cost | bar: SOURCES 1 to SOURCES 2
35 | Baseline Equip Cost | bar: SOURCES 1 to SOURCES 2
36 | Incremental Cost | 1: 9.5675; 2: 9.5675; SOURCES 1: -; SOURCES 2: -
37 | Incremental Cost per kWh ¦ MMBtu Saved | 1: 0.074217; 2: 1.4826; SOURCES 1: 4; SOURCES 2: 4
38 | bar: SOURCES 1 to SOURCES 2
39 | SECONDARY END-USE FUEL IMPACTS (MMBtu/kWh), OR Elec Impacts (kWh/MMBtu) | 1: Faucet Aerator; 2: Faucet Aerator; SOURCES 1: -; SOURCES 2: -
40 | Fossil Fuel (or Elec) Savings - increased use is negative (MMBtu/yr ¦ kWh/yr) | bar: SOURCES 1 to SOURCES 2
41 | Annual Fossil Fuel (or Elec) Savings per Elec (or FF) Savings - increased is negative (MMBtu/kWh ¦ kWh/MMBtu saved) | bar: SOURCES 1 to SOURCES 2
42 | bar: SOURCES 1 to SOURCES 2
43 | EARLY-RETIREMENT RETROFIT MEASURE INPUTS | bar: SOURCES 1 to SOURCES 2
44 | Baseline Equip. Life | 1: 10; 2: 10; SOURCES 1: -; SOURCES 2: -
45 | Baseline Equip. Age | 1: 7; 2: 7; SOURCES 1: -; SOURCES 2: -
46 | Baseline Cost | bar: SOURCES 1 to SOURCES 2
47 | Baseline Cost per kWh ¦ MMBtu saved | bar: SOURCES 1 to SOURCES 2
48 | Baseline shift savings factor (for RET) | bar: SOURCES 1 to SOURCES 2
49 | bar: SOURCES 1 to SOURCES 2
50 | O&M INPUTS | bar: SOURCES 1 to SOURCES 2
51 | Efficient Component 1 (description) | bar: SOURCES 1 to SOURCES 2
52 | Eff Component 1 Life (years) | bar: SOURCES 1 to SOURCES 2
53 | Eff Component 1 Replacement Cost | bar: SOURCES 1 to SOURCES 2
54 | Eff Component 1 Replacement Cost per kWh ¦ MMBtu saved | bar: SOURCES 1 to SOURCES 2
55 | Efficient Component 2 (description) | bar: SOURCES 1 to SOURCES 2
56 | Eff Component 2 Life (years) | bar: SOURCES 1 to SOURCES 2
57 | Eff Component 2 Replacement Cost | bar: SOURCES 1 to SOURCES 2
58 | Eff Component 2 Replacement Cost per kWh ¦ MMBtu saved | bar: SOURCES 1 to SOURCES 2
59 | Baseline Component 1 (description) | bar: SOURCES 1 to SOURCES 2
60 | Baseline Component 1 Life (years) | bar: SOURCES 1 to SOURCES 2
61 | Baseline Component 1 Replacement Cost | bar: SOURCES 1 to SOURCES 2
62 | Baseline Component 1 Replacement Cost per kWh ¦ MMBtu saved | bar: SOURCES 1 to SOURCES 2
63 | Baseline Component 2 (description) | bar: SOURCES 1 to SOURCES 2
64 | Baseline Component 2 Life (years) | bar: SOURCES 1 to SOURCES 2
65 | Baseline Component 2 Replacement Cost | bar: SOURCES 1 to SOURCES 2
66 | Baseline Component 2 Replacement Cost per kWh ¦ MMBtu saved | bar: SOURCES 1 to SOURCES 2
67 | O&M Annual Levelized Cost ($/kWh ¦ $/MMBtu) | bar: SOURCES 1 to SOURCES 2
68 | bar: SOURCES 1 to SOURCES 2
69 | Water INPUTS | bar: SOURCES 1 to SOURCES 2
70 | Water (gal/yr) | bar: SOURCES 1 to SOURCES 2
71 | Water [gal/yr per kWh ¦ MMBtu saved] | bar: SOURCES 1 to SOURCES 2
ΔkWh = ((GPM_base - GPM_low)/GPM_base) * Usage * EPG_electric * ISR
CALCULATIONS
| Inputs | 1: Value; 2: Source
| Gpmbase | 1: 1.39; 2: IL TRM V12 pg 222; 3: Average flow rate, in gallons per minute, of the baseline faucet “as-used”
| Gpmlow | 1: 0.94; 2: IL TRM V12 pg 222; 3: Average flow rate, in gallons per minute, of the low-flow faucet aerator “as-used”
| Usage | 1: Table; 2: IL TRM V12 pg 222; 3: Estimated usage of mixed water (mixture of hot water from water heater line and cold water line) per faucet (gallons per year)
| Epgelec | 1: Table; 2: IL TRM V12 pg 222; 3: Energy per gallon of mixed water used by faucet (electric water heater)
| ISR | 1: 1; 2: IL TRM V12 pg 222
| Hours | 1: Table; 2: IL TRM V12 pg 222
| CF | 1: Table; 2: IL TRM V12 pg 222
| Measure life | 1: 10; 2: IL TRM V12 pg 222
| Usage end point | 1: Epgelec; 2: Epggas; 3: Incremental Cost
| Bath | 1: 0.0879; 2: 0.0044; 3: 8
| Kitchen | 1: 0.1054; 2: 0.0053; 3: 8
| LFRs | 1: 0.1477; 2: 0.0074; 3: 14.27
| Unknown | 1: 0.1004; 2: 0.005; 3: 8
| Building Type | 1: Annual gallons per faucet; 2: Hours; 3: CF
| Small Office | 1: 2500; 2: 20; 3: 0.0064
| Large Office | 1: 11250; 2: 92; 3: 0.0288
| Fast food rest | 1: 9581; 2: 78; 3: 0.0084
| Sit-down rest | 1: 15768; 2: 129; 3: 0.0184
| Retail | 1: 3650; 2: 30; 3: 0.0043
| Grocery | 1: 3650; 2: 30; 3: 0.0043
| Warehouse | 1: 2500; 2: 20; 3: 0.0064
| Elementary School | 1: 3000; 2: 24; 3: 0.00096
| Jr High/High School | 1: 9000; 2: 73; 3: 0.0288
| Health | 1: 16425; 2: 134; 3: 0.0144
| Motel | 1: 1825; 2: 15; 3: 0.0006
| Hotel | 1: 1278; 2: 10; 3: 0.0004
| other | 1: 5000; 2: 41; 3: 0.0128
Submeasure aggregation Electric
| Usage end point | 1: Building type; 2: delkWh; 3: delkW; 4: % Savings; 5: Incremental Cost; 6: Incremental Cost/kWh; 7: Weighting
| Bath | 1: Small Office; 2: 71.1421; 3: 0.022765; 4: 0.23291; 5: 8; 6: 0.11245; 7: 0.019231
| Bath | 1: Large Office; 2: 320.1394; 3: 0.10022; 4: 0.23291; 5: 8; 6: 0.024989; 7: 0.019231
| Bath | 1: Fast food rest; 2: 272.6449; 3: 0.029362; 4: 0.23291; 5: 8; 6: 0.029342; 7: 0.019231
| Bath | 1: Sit-down rest; 2: 448.7074; 3: 0.064002; 4: 0.23291; 5: 8; 6: 0.017829; 7: 0.019231
| Bath | 1: Retail; 2: 103.8674; 3: 0.014888; 4: 0.23291; 5: 8; 6: 0.077021; 7: 0.019231
| Bath | 1: Grocery; 2: 103.8674; 3: 0.014888; 4: 0.23291; 5: 8; 6: 0.077021; 7: 0.019231
| Bath | 1: Warehouse; 2: 71.1421; 3: 0.022765; 4: 0.23291; 5: 8; 6: 0.11245; 7: 0.019231
| Bath | 1: Elementary School; 2: 85.3705; 3: 0.0034148; 4: 0.23291; 5: 8; 6: 0.093709; 7: 0.019231
| Bath | 1: Jr High/High School; 2: 256.1115; 3: 0.10104; 4: 0.23291; 5: 8; 6: 0.031236; 7: 0.019231
| Bath | 1: Health; 2: 467.4035; 3: 0.050228; 4: 0.23291; 5: 8; 6: 0.017116; 7: 0.019231
| Bath | 1: Motel; 2: 51.9337; 3: 0.0020773; 4: 0.23291; 5: 8; 6: 0.15404; 7: 0.019231
| Bath | 1: Hotel; 2: 36.3678; 3: 0.0014547; 4: 0.23291; 5: 8; 6: 0.21997; 7: 0.019231
| Bath | 1: other; 2: 142.2842; 3: 0.04442; 4: 0.23291; 5: 8; 6: 0.056226; 7: 0.019231
| Kitchen | 1: Small Office; 2: 85.3058; 3: 0.027298; 4: 0.23291; 5: 8; 6: 0.09378; 7: 0.019231
| Kitchen | 1: Large Office; 2: 383.8759; 3: 0.12017; 4: 0.23291; 5: 8; 6: 0.02084; 7: 0.019231
| Kitchen | 1: Fast food rest; 2: 326.9258; 3: 0.035207; 4: 0.23291; 5: 8; 6: 0.02447; 7: 0.019231
| Kitchen | 1: Sit-down rest; 2: 538.0405; 3: 0.076744; 4: 0.23291; 5: 8; 6: 0.014869; 7: 0.019231
| Kitchen | 1: Retail; 2: 124.5464; 3: 0.017852; 4: 0.23291; 5: 8; 6: 0.064233; 7: 0.019231
| Kitchen | 1: Grocery; 2: 124.5464; 3: 0.017852; 4: 0.23291; 5: 8; 6: 0.064233; 7: 0.019231
| Kitchen | 1: Warehouse; 2: 85.3058; 3: 0.027298; 4: 0.23291; 5: 8; 6: 0.09378; 7: 0.019231
| Kitchen | 1: Elementary School; 2: 102.3669; 3: 0.0040947; 4: 0.23291; 5: 8; 6: 0.07815; 7: 0.019231
| Kitchen | 1: Jr High/High School; 2: 307.1007; 3: 0.12116; 4: 0.23291; 5: 8; 6: 0.02605; 7: 0.019231
| Kitchen | 1: Health; 2: 560.4588; 3: 0.060228; 4: 0.23291; 5: 8; 6: 0.014274; 7: 0.019231
| Kitchen | 1: Motel; 2: 62.2732; 3: 0.0024909; 4: 0.23291; 5: 8; 6: 0.12847; 7: 0.019231
| Kitchen | 1: Hotel; 2: 43.6083; 3: 0.0017443; 4: 0.23291; 5: 8; 6: 0.18345; 7: 0.019231
| Kitchen | 1: other; 2: 170.6115; 3: 0.053264; 4: 0.23291; 5: 8; 6: 0.04689; 7: 0.019231
| LFRs | 1: Small Office; 2: 119.5414; 3: 0.038253; 4: 0.23291; 5: 14.27; 6: 0.11937; 7: 0.019231
| LFRs | 1: Large Office; 2: 537.9362; 3: 0.1684; 4: 0.23291; 5: 14.27; 6: 0.026527; 7: 0.019231
| LFRs | 1: Fast food rest; 2: 458.1303; 3: 0.049337; 4: 0.23291; 5: 14.27; 6: 0.031148; 7: 0.019231
| LFRs | 1: Sit-down rest; 2: 753.9713; 3: 0.10754; 4: 0.23291; 5: 14.27; 6: 0.018926; 7: 0.019231
| LFRs | 1: Retail; 2: 174.5304; 3: 0.025016; 4: 0.23291; 5: 14.27; 6: 0.081762; 7: 0.019231
| LFRs | 1: Grocery; 2: 174.5304; 3: 0.025016; 4: 0.23291; 5: 14.27; 6: 0.081762; 7: 0.019231
| LFRs | 1: Warehouse; 2: 119.5414; 3: 0.038253; 4: 0.23291; 5: 14.27; 6: 0.11937; 7: 0.019231
| LFRs | 1: Elementary School; 2: 143.4496; 3: 0.005738; 4: 0.23291; 5: 14.27; 6: 0.099477; 7: 0.019231
| LFRs | 1: Jr High/High School; 2: 430.3489; 3: 0.16978; 4: 0.23291; 5: 14.27; 6: 0.033159; 7: 0.019231
| LFRs | 1: Health; 2: 785.3868; 3: 0.0844; 4: 0.23291; 5: 14.27; 6: 0.018169; 7: 0.019231
| LFRs | 1: Motel; 2: 87.2652; 3: 0.0034906; 4: 0.23291; 5: 14.27; 6: 0.16352; 7: 0.019231
| LFRs | 1: Hotel; 2: 61.1095; 3: 0.0024444; 4: 0.23291; 5: 14.27; 6: 0.23352; 7: 0.019231
| LFRs | 1: other; 2: 239.0827; 3: 0.07464; 4: 0.23291; 5: 14.27; 6: 0.059686; 7: 0.019231
| Unknown | 1: Small Office; 2: 81.259; 3: 0.026003; 4: 0.23291; 5: 8; 6: 0.098451; 7: 0.019231
| Unknown | 1: Large Office; 2: 365.6655; 3: 0.11447; 4: 0.23291; 5: 8; 6: 0.021878; 7: 0.019231
| Unknown | 1: Fast food rest; 2: 311.417; 3: 0.033537; 4: 0.23291; 5: 8; 6: 0.025689; 7: 0.019231
| Unknown | 1: Sit-down rest; 2: 512.5167; 3: 0.073103; 4: 0.23291; 5: 8; 6: 0.015609; 7: 0.019231
| Unknown | 1: Retail; 2: 118.6381; 3: 0.017005; 4: 0.23291; 5: 8; 6: 0.067432; 7: 0.019231
| Unknown | 1: Grocery; 2: 118.6381; 3: 0.017005; 4: 0.23291; 5: 8; 6: 0.067432; 7: 0.019231
| Unknown | 1: Warehouse; 2: 81.259; 3: 0.026003; 4: 0.23291; 5: 8; 6: 0.098451; 7: 0.019231
| Unknown | 1: Elementary School; 2: 97.5108; 3: 0.0039004; 4: 0.23291; 5: 8; 6: 0.082042; 7: 0.019231
| Unknown | 1: Jr High/High School; 2: 292.5324; 3: 0.11541; 4: 0.23291; 5: 8; 6: 0.027347; 7: 0.019231
| Unknown | 1: Health; 2: 533.8716; 3: 0.057371; 4: 0.23291; 5: 8; 6: 0.014985; 7: 0.019231
| Unknown | 1: Motel; 2: 59.3191; 3: 0.0023728; 4: 0.23291; 5: 8; 6: 0.13486; 7: 0.019231
| Unknown | 1: Hotel; 2: 41.5396; 3: 0.0016616; 4: 0.23291; 5: 8; 6: 0.19259; 7: 0.019231
| Unknown | 1: other; 2: 162.518; 3: 0.050737; 4: 0.23291; 5: 8; 6: 0.049225; 7: 0.019231
| WEIGHTED AVERAGE | 2: 234.7588; 3: 0.045535; 4: 0.23291; 5: 9.5675; 6: 0.074217
Submeasure aggregation Gas
| Usage end point | 1: Building type; 2: delMMBtu; 4: % Savings; 5: Incremental Cost; 6: Incremental Cost/MMBtu; 7: Weighting
| Bath | 1: Small Office; 2: 3.5612; 4: 0.23291; 5: 8; 6: 2.2465; 7: 0.019231
| Bath | 1: Large Office; 2: 16.0252; 4: 0.23291; 5: 8; 6: 0.49921; 7: 0.019231
| Bath | 1: Fast food rest; 2: 13.6478; 4: 0.23291; 5: 8; 6: 0.58618; 7: 0.019231
| Bath | 1: Sit-down rest; 2: 22.4609; 4: 0.23291; 5: 8; 6: 0.35617; 7: 0.019231
| Bath | 1: Retail; 2: 5.1993; 4: 0.23291; 5: 8; 6: 1.5387; 7: 0.019231
| Bath | 1: Grocery; 2: 5.1993; 4: 0.23291; 5: 8; 6: 1.5387; 7: 0.019231
| Bath | 1: Warehouse; 2: 3.5612; 4: 0.23291; 5: 8; 6: 2.2465; 7: 0.019231
| Bath | 1: Elementary School; 2: 4.2734; 4: 0.23291; 5: 8; 6: 1.8721; 7: 0.019231
| Bath | 1: Jr High/High School; 2: 12.8201; 4: 0.23291; 5: 8; 6: 0.62402; 7: 0.019231
| Bath | 1: Health; 2: 23.3968; 4: 0.23291; 5: 8; 6: 0.34193; 7: 0.019231
| Bath | 1: Motel; 2: 2.5996; 4: 0.23291; 5: 8; 6: 3.0773; 7: 0.019231
| Bath | 1: Hotel; 2: 1.8205; 4: 0.23291; 5: 8; 6: 4.3945; 7: 0.019231
| Bath | 1: other; 2: 7.1223; 4: 0.23291; 5: 8; 6: 1.1232; 7: 0.019231
| Kitchen | 1: Small Office; 2: 4.2896; 4: 0.23291; 5: 8; 6: 1.865; 7: 0.019231
| Kitchen | 1: Large Office; 2: 19.3031; 4: 0.23291; 5: 8; 6: 0.41444; 7: 0.019231
| Kitchen | 1: Fast food rest; 2: 16.4393; 4: 0.23291; 5: 8; 6: 0.48664; 7: 0.019231
| Kitchen | 1: Sit-down rest; 2: 27.0552; 4: 0.23291; 5: 8; 6: 0.29569; 7: 0.019231
| Kitchen | 1: Retail; 2: 6.2628; 4: 0.23291; 5: 8; 6: 1.2774; 7: 0.019231
| Kitchen | 1: Grocery; 2: 6.2628; 4: 0.23291; 5: 8; 6: 1.2774; 7: 0.019231
| Kitchen | 1: Warehouse; 2: 4.2896; 4: 0.23291; 5: 8; 6: 1.865; 7: 0.019231
| Kitchen | 1: Elementary School; 2: 5.1475; 4: 0.23291; 5: 8; 6: 1.5542; 7: 0.019231
| Kitchen | 1: Jr High/High School; 2: 15.4424; 4: 0.23291; 5: 8; 6: 0.51805; 7: 0.019231
| Kitchen | 1: Health; 2: 28.1825; 4: 0.23291; 5: 8; 6: 0.28386; 7: 0.019231
| Kitchen | 1: Motel; 2: 3.1314; 4: 0.23291; 5: 8; 6: 2.5548; 7: 0.019231
| Kitchen | 1: Hotel; 2: 2.1928; 4: 0.23291; 5: 8; 6: 3.6483; 7: 0.019231
| Kitchen | 1: other; 2: 8.5791; 4: 0.23291; 5: 8; 6: 0.93249; 7: 0.019231
| LFRs | 1: Small Office; 2: 5.9892; 4: 0.23291; 5: 14.27; 6: 2.3826; 7: 0.019231
| LFRs | 1: Large Office; 2: 26.9514; 4: 0.23291; 5: 14.27; 6: 0.52947; 7: 0.019231
| LFRs | 1: Fast food rest; 2: 22.953; 4: 0.23291; 5: 14.27; 6: 0.6217; 7: 0.019231
| LFRs | 1: Sit-down rest; 2: 37.7751; 4: 0.23291; 5: 14.27; 6: 0.37776; 7: 0.019231
| LFRs | 1: Retail; 2: 8.7442; 4: 0.23291; 5: 14.27; 6: 1.6319; 7: 0.019231
| LFRs | 1: Grocery; 2: 8.7442; 4: 0.23291; 5: 14.27; 6: 1.6319; 7: 0.019231
| LFRs | 1: Warehouse; 2: 5.9892; 4: 0.23291; 5: 14.27; 6: 2.3826; 7: 0.019231
| LFRs | 1: Elementary School; 2: 7.1871; 4: 0.23291; 5: 14.27; 6: 1.9855; 7: 0.019231
| LFRs | 1: Jr High/High School; 2: 21.5612; 4: 0.23291; 5: 14.27; 6: 0.66184; 7: 0.019231
| LFRs | 1: Health; 2: 39.3491; 4: 0.23291; 5: 14.27; 6: 0.36265; 7: 0.019231
| LFRs | 1: Motel; 2: 4.3721; 4: 0.23291; 5: 14.27; 6: 3.2639; 7: 0.019231
| LFRs | 1: Hotel; 2: 3.0617; 4: 0.23291; 5: 14.27; 6: 4.6608; 7: 0.019231
| LFRs | 1: other; 2: 11.9784; 4: 0.23291; 5: 14.27; 6: 1.1913; 7: 0.019231
| Unknown | 1: Small Office; 2: 4.0468; 4: 0.23291; 5: 8; 6: 1.9769; 7: 0.019231
| Unknown | 1: Large Office; 2: 18.2104; 4: 0.23291; 5: 8; 6: 0.43931; 7: 0.019231
| Unknown | 1: Fast food rest; 2: 15.5088; 4: 0.23291; 5: 8; 6: 0.51584; 7: 0.019231
| Unknown | 1: Sit-down rest; 2: 25.5237; 4: 0.23291; 5: 8; 6: 0.31343; 7: 0.019231
| Unknown | 1: Retail; 2: 5.9083; 4: 0.23291; 5: 8; 6: 1.354; 7: 0.019231
| Unknown | 1: Grocery; 2: 5.9083; 4: 0.23291; 5: 8; 6: 1.354; 7: 0.019231
| Unknown | 1: Warehouse; 2: 4.0468; 4: 0.23291; 5: 8; 6: 1.9769; 7: 0.019231
| Unknown | 1: Elementary School; 2: 4.8561; 4: 0.23291; 5: 8; 6: 1.6474; 7: 0.019231
| Unknown | 1: Jr High/High School; 2: 14.5683; 4: 0.23291; 5: 8; 6: 0.54914; 7: 0.019231
| Unknown | 1: Health; 2: 26.5872; 4: 0.23291; 5: 8; 6: 0.3009; 7: 0.019231
| Unknown | 1: Motel; 2: 2.9541; 4: 0.23291; 5: 8; 6: 2.7081; 7: 0.019231
| Unknown | 1: Hotel; 2: 2.0687; 4: 0.23291; 5: 8; 6: 3.8672; 7: 0.019231
| Unknown | 1: other; 2: 8.0935; 4: 0.23291; 5: 8; 6: 0.98844; 7: 0.019231
| WEIGHTED AVERAGE | 2: 11.7539; 4: 0.23291; 5: 9.5675; 6: 1.4826
Note on C111: [Threaded comment] Your version of Excel allows you to read this threaded comment; however, any edits to it will get removed if the file is opened in a newer version of Excel. Learn more: https://go.microsoft.com/fwlink/?linkid=870924 Comment: Region agnostic source: 5 DeOreo, B., and P. Mayer. Residential End Uses of Water Study Update. Forthcoming. ©2015 Water Research Foundation. Reprinted With Permission
Note on C112: [Threaded comment] Your version of Excel allows you to read this threaded comment; however, any edits to it will get removed if the file is opened in a newer version of Excel. Learn more: https://go.microsoft.com/fwlink/?linkid=870924 Comment: Region agnostic source: Average retrofit flow rate for kitchen and bathroom faucet aerators from sources 2, 4, 5, and 7. This accounts for all throttling and differences from rated flow rates. Assumes all kitchen aerators at 2.2 gpm or less and all bathroom aerators at 1.5 gpm or less. The most comprehensive available studies did not disaggregate kitchen use from bathroom use, but instead looked at total flow and length of use for all faucets. This makes it difficult to reliably separate kitchen water use from bathroom water use. It is possible that programs installing low flow aerators lower than the 2.2 gpm for kitchens and 1.5 gpm for bathrooms will see a lower overall average retrofit flow rate
Note on P163: Matt Socks: Special formula to address measure permutations with zero connected kW savings.
Note on Q163: Matt Socks: Special formula to address measure permutations with zero connected kW savings.
Note on R163: Matt Socks: Special formula to address measure permutations with zero connected kW savings.

## CI HPWH
| MEASURE GROUP DEFINITION |  |  |  | REGION | #REF!
| INPUT CELLS | CALCULATED CELLS
| MEASURE NAME | [10 empty] | TAB NAMING LOOKUPS (DEFINED BY OVERALL PROJECT, NOT SPECIFIC MEASURE)
| Short Name (Same as Tab Name!) | Long Name | Sector (full name) | Life | Life Source | [6 empty] | Fuel Type
| CI HPWH | Heat Pump Water Heater | C&I | 15 | NY TRM V11 | [6 empty] | Fuel | Electric | Gas | Oil | Propane
[12 empty] | Abbreviation | E | G | O | P
| TAB BREAKOUT |  |  |  |  | [PULL FORMULA DOWN] | [PULL FORMULA DOWN]
# | Primary Fuel | Secondary Fuel (blank OK) | End Use | Market (RET or MD) | Custom Field (blank OK) | Fuel Abbreviations | End Use Abbr. | UNIQUE MEASURE NAME | Long Name |  |  | Sector
1 | Electric |  | Water Heating | MD |  | E | HWat | CI HPWH_CI, E - HWat (MD) | Heat Pump Water Heater |  |  | Sector | Residential | C&I
2 | Propane |  | Water Heating | MD |  | P | HWat | CI HPWH_CI, P - HWat (MD) | Heat Pump Water Heater |  |  | Abbreviation | Res | CI
3
4 | [11 empty] | Market
5 | [11 empty] | Market | Retrofit | Market-Driven
6 | [11 empty] | Abbreviation | RET | MD
7
8 | [11 empty] | Building Types
9 | [11 empty] | Building Types | Single Family | Multifamily | LI Single Family | LI Multifamily | Small Education - College/University | Small Education - Other | Small Grocery | Small Health - Hospital | Small Health - Other | Small Industrial Manufacturing | Small Institutional/Public Service | Small Lodging | Small Miscellaneous/Other | Small Office | Small Restaurant | Small Retail | Small Warehouse | Large Education - College/University | Large Education - Other | Large Grocery | Large Health - Hospital | Large Health - Other | Large Industrial Manufacturing | Large Institutional/Public Service | Large Lodging | Large Miscellaneous/Other | Large Office | Large Restaurant | Large Retail | Large Warehouse
10
End Use
[12 empty] | End Use | Appliances | Cooking | Cooling | Exterior Lighting | Interior Lighting | Other | Plug Loads | Refrigeration | Space Heating | Ventilation | Water Heating | Drives | Motors and VFDs | Compressed Air Systems | Process Cooling and Refrigeration | Process Heating | Total Electric | Total Gas
[12 empty] | Abbreviation | Appl | Cook | Cool | ExtL | IntL | Oth | Plug | Refr | Heat | Vent | HWat | Driv | Motr | CAS | PrC | PrH | TotE | TotG
KEY FOR MEASURE DATA ROWS
CALCULATED FIELD
ENTER MANUALLY OR FORMULAICALLY FROM CALCULATIONS SECTION
MEASURE DATA
SOURCES
| GENERAL ('Measures' Sheet) INPUTS | 1 | 2 | 3 | 4 | 5 | 6 | 7 | 8 | 9 | 10 | 1 | 2 | 3 | 4 | 5 | 6 | 7 | 8 | 9 | 10
1 | Measure Name | 1: CI HPWH_CI, E - HWat (MD); 2: CI HPWH_CI, P - HWat (MD); SOURCES 1: CI HPWH_CI, E - HWat (MD); SOURCES 2: CI HPWH_CI, P - HWat (MD)
2 | Measure Long Name | 1: Heat Pump Water Heater; 2: Heat Pump Water Heater; SOURCES 1: -; SOURCES 2: -
3 | Parent Measure Name | 1: CI HPWH_CI, E - HWat (MD); 2: CI HPWH_CI, P - HWat (MD); SOURCES 1: -; SOURCES 2: -
4 | Parent Measure Long Name | 1: Heat Pump Water Heater; 2: Heat Pump Water Heater; SOURCES 1: -; SOURCES 2: -
5 | Sector | 1: C&I; 2: C&I; SOURCES 1: -; SOURCES 2: -
6 | Description | 1: This measure involves installing a thermostatically restricting shower valve that reduces the amount of excess hot shower water during warm-up periods.; SOURCES 1: -; SOURCES 2: -
7 | Life | 1: 15; 2: 15; SOURCES 1: -; SOURCES 2: -
8 | Exist. Life | bar: SOURCES 1 to SOURCES 2
9 | Primary Fuel | 1: E; 2: Prp; SOURCES 1: -; SOURCES 2: -
10 | Secondary Fuel | bar: SOURCES 1 to SOURCES 2
11 | Primary Fuel End Use | 1: Water Heating; 2: Water Heating; SOURCES 1: -; SOURCES 2: -
12 | Secondary Fuel End Use | bar: SOURCES 1 to SOURCES 2
13 | Elec Load Shape | bar: SOURCES 1 to SOURCES 2
14 | Fuel Switch (Y/N) | bar: SOURCES 1 to SOURCES 2
15 | Waste Heat Adjust. (Y/N) | bar: SOURCES 1 to SOURCES 2
16 | Depends On | bar: SOURCES 1 to SOURCES 2
17 | Links With | bar: SOURCES 1 to SOURCES 2
18 | Mutual Exclusivity | bar: SOURCES 1 to SOURCES 2
19 | bar: SOURCES 1 to SOURCES 2
20 | GENERAL ('MeasChars' Sheet) INPUTS | 1: Heat Pump Water Heater; 2: Heat Pump Water Heater; SOURCES 1: -; SOURCES 2: -
21 | Mkt (MD or RET) | bar: 1 to SOURCES 2
22 | Target Markets (NC, RENO, REPL, RET) | 1: #REF!; 2: #REF!; SOURCES 1: -; SOURCES 2: -
23 | Baseline Description | 1: The baseline for a non-fuel switching normal replacement at end of the appliance effective useful life (EUL), in new construction, or substantial renovation scenarios is the minimally-compliant state or municipal energy code or federal standard, that is applicable to the measure or system being installed.; 2: The baseline for a non-fuel switching normal replacement at end of the appliance effective useful life (EUL), in new construction, or substantial renovation scenarios is the minimally-compliant state or municipal energy code or federal standard, that is applicable to the measure or system being installed.; SOURCES 1: -; SOURCES 2: -
24 | Efficient Description | 1: The compliance condition is a heat pump water heater meeting minimum performance requirements specified in ENERGY STAR® Program Requirements Product Specification for Residential Water Heaters; 2: The compliance condition is a heat pump water heater meeting minimum performance requirements specified in ENERGY STAR® Program Requirements Product Specification for Residential Water Heaters; SOURCES 1: -; SOURCES 2: -
25 | Start Year | 1: #REF!; 2: #REF!; SOURCES 1: -; SOURCES 2: -
26 | End Year | 1: #REF!; 2: #REF!; SOURCES 1: -; SOURCES 2: -
27 | Building type assumed for characterization | 1: Single Family; SOURCES 1: -; SOURCES 2: -
28 | Units for Costs & Savings Values | bar: SOURCES 1 to SOURCES 2
29 | Efficient kW ¦ MMBtu | bar: SOURCES 1 to SOURCES 2
30 | Baseline kW ¦ MMBtu | bar: SOURCES 1 to SOURCES 2
31 | Full Load Hours | bar: SOURCES 1 to SOURCES 2
32 | kWh ¦ MMBtu Annual Savings | 1: 1304.3563; 2: #REF!; SOURCES 1: -; SOURCES 2: -
33 | % Savings (primary fuel) | 1: 66%; 2: #REF!; SOURCES 1: 2,5
34 | Efficient Equip Cost | bar: SOURCES 1 to SOURCES 2
35 | Baseline Equip Cost | bar: SOURCES 1 to SOURCES 2
36 | Incremental Cost | 1: 0; 2: 0; SOURCES 1: -; SOURCES 2: -
37 | Incremental Cost per kWh ¦ MMBtu Saved | 1: 0; 2: #REF!; SOURCES 1: 8
38 | bar: SOURCES 1 to SOURCES 2
39 | SECONDARY END-USE FUEL IMPACTS (MMBtu/kWh), OR Elec Impacts (kWh/MMBtu) | 1: Heat Pump Water Heater; 2: Heat Pump Water Heater; SOURCES 1: -; SOURCES 2: -
40 | Fossil Fuel (or Elec) Savings - increased use is negative (MMBtu/yr ¦ kWh/yr) | bar: SOURCES 1 to SOURCES 2
41 | Annual Fossil Fuel (or Elec) Savings per Elec (or FF) Savings - increased is negative (MMBtu/kWh ¦ kWh/MMBtu saved) | bar: SOURCES 1 to SOURCES 2
42 | bar: SOURCES 1 to SOURCES 2
43 | EARLY-RETIREMENT RETROFIT MEASURE INPUTS | bar: SOURCES 1 to SOURCES 2
44 | Baseline Equip. Life | bar: SOURCES 1 to SOURCES 2
45 | Baseline Equip. Age | bar: SOURCES 1 to SOURCES 2
46 | Baseline Cost | bar: SOURCES 1 to SOURCES 2
47 | Baseline Cost per kWh ¦ MMBtu saved | bar: SOURCES 1 to SOURCES 2
48 | Baseline shift savings factor (for RET) | bar: SOURCES 1 to SOURCES 2
49 | bar: SOURCES 1 to SOURCES 2
50 | O&M INPUTS | bar: SOURCES 1 to SOURCES 2
51 | Efficient Component 1 (description) | bar: SOURCES 1 to SOURCES 2
52 | Eff Component 1 Life (years) | bar: SOURCES 1 to SOURCES 2
53 | Eff Component 1 Replacement Cost | bar: SOURCES 1 to SOURCES 2
54 | Eff Component 1 Replacement Cost per kWh ¦ MMBtu saved | bar: SOURCES 1 to SOURCES 2
55 | Efficient Component 2 (description) | bar: SOURCES 1 to SOURCES 2
56 | Eff Component 2 Life (years) | bar: SOURCES 1 to SOURCES 2
57 | Eff Component 2 Replacement Cost | bar: SOURCES 1 to SOURCES 2
58 | Eff Component 2 Replacement Cost per kWh ¦ MMBtu saved | bar: SOURCES 1 to SOURCES 2
59 | Baseline Component 1 (description) | bar: SOURCES 1 to SOURCES 2
60 | Baseline Component 1 Life (years) | bar: SOURCES 1 to SOURCES 2
61 | Baseline Component 1 Replacement Cost | bar: SOURCES 1 to SOURCES 2
62 | Baseline Component 1 Replacement Cost per kWh ¦ MMBtu saved | bar: SOURCES 1 to SOURCES 2
63 | Baseline Component 2 (description) | bar: SOURCES 1 to SOURCES 2
64 | Baseline Component 2 Life (years) | bar: SOURCES 1 to SOURCES 2
65 | Baseline Component 2 Replacement Cost | bar: SOURCES 1 to SOURCES 2
66 | Baseline Component 2 Replacement Cost per kWh ¦ MMBtu saved | bar: SOURCES 1 to SOURCES 2
67 | O&M Annual Levelized Cost ($/kWh ¦ $/MMBtu) | bar: SOURCES 1 to SOURCES 2
68 | bar: SOURCES 1 to SOURCES 2
69 | Water INPUTS | bar: SOURCES 1 to SOURCES 2
70 | Water (gal/yr) | bar: SOURCES 1 to SOURCES 2
71 | Water [gal/yr per kWh ¦ MMBtu saved] | bar: SOURCES 1 to SOURCES 2
∆𝑘𝑊ℎ = 𝑢𝑛𝑖𝑡𝑠 × 𝐺𝑃𝐷/𝑢𝑛𝑖𝑡 × 365 × 8.33 × ∆𝑇𝑚𝑎𝑖𝑛 3,412 × ( 𝐹𝑒𝐷𝐻𝑊 𝑈𝐸𝐹𝑏𝑎𝑠𝑒𝑙𝑖𝑛𝑒 − 1 𝑈𝐸𝐹𝑒𝑒 × 𝐹𝑑𝑒𝑟𝑎𝑡𝑒 ) + ∆𝑘𝑊ℎ𝑐𝑜𝑜𝑙𝑖𝑛𝑔
∆𝑘𝑊ℎ𝑐𝑜𝑜𝑙𝑖𝑛𝑔 = 𝑢𝑛𝑖𝑡𝑠 × 𝐺𝑃𝐷/𝑢𝑛𝑖𝑡 × 365 × 8.33 × ∆𝑇𝑚𝑎𝑖𝑛 3,412 × 1 𝑈𝐸𝐹𝑒𝑒 × 𝐹𝐿𝑜𝑐 × 𝐹𝐶𝑜𝑜𝑙 𝑆𝐸𝐸𝑅⁄3.412
CALCULATIONS
| Inputs | 1: Values; 2: Source; 3: Description
| Measure life | 1: 15; 2: NY TRM pg. 150
| Incremental cost | 2: NY TRM pg. 150
| Coincidence factor | 1: 0.22; 2: NY TRM pg. 150
| GPD/unit | 1: 46; 2: NY TRM pg. 150
| delTmain | 1: 50; 2: NY TRM pg. 150
| FeDHW | 1: 1; 2: NY TRM pg. 150
| UEFbaseline | 2: NY TRM pg. 150
| UEFee | 2: NY TRM pg. 150
| Fderate | 1: 1; 2: NY TRM pg. 150; 3: Assuming unconditioned space installation
| Floc | 1: 0; 2: NY TRM pg. 150; 3: Assuming unconditioned space installation
| Fcool | 1: 0; 2: NY TRM pg. 150; 3: Assuming unconditioned space installation
| SEER | 1: 13; 2: NY TRM pg. 150; 3: NY TRM Default
| DHW Type | 1: Rated Storage Volume; 2: Vr; 3: Draw Patterns; 4: UEFbaseline; 5: UEFee; 6: delkWh; 7: delkW; 8: % Savings; 9: Incremental Cost; 10: Incremental Cost/kWh; SOURCES 1: Weightage
| Electric Storage Water Heaters | 1: >=20 gal and <=55 gal; 2: 50; 3: Very small usage; 4: 0.8408; 5: 3.7; 6: 1883.6785; 7: 0.17; 8: 0.77276; SOURCES 1: 0.083333
|  |  | 50 | Low usage | 0.9104 | 3.7 | 1697.3236 | 0.17 | 0.75395 |  |  | 0.083333
|  |  | 50 | Medium usage | 0.9207 | 3.7 | 1672.1385 | 0.17 | 0.75116 |  |  | 0.083333
|  |  | 50 | High usage | 0.9299 | 3.7 | 1650.1148 | 0.17 | 0.74868 |  |  | 0.083333
|  | >55 gal and <=120 gal | 110 | Very small usage | 1.8026 | 3.7 | 583.0617 | 0.17 | 0.51281 |  |  | 0.083333
|  |  | 110 | Low usage | 1.923 | 3.7 | 511.874 | 0.17 | 0.48027 |  |  | 0.083333
|  |  | 110 | Medium usage | 1.9961 | 3.7 | 472.8428 | 0.17 | 0.46051 |  |  | 0.083333
|  |  | 110 | High usage | 2.1208 | 3.7 | 412.47 | 0.17 | 0.42681 |  |  | 0.083333
| Old electric tankless | 1: <2 gal; 3: Very small usage; 4: 0.91; 5: 3.7; 6: 1698.3131; 7: 0.17; 8: 0.75405; SOURCES 1: 0.083333
|  |  |  | Low usage | 0.91 | 3.7 | 1698.3131 | 0.17 | 0.75405 |  |  | 0.083333
|  |  |  | Medium usage | 0.91 | 3.7 | 1698.3131 | 0.17 | 0.75405 |  |  | 0.083333
|  |  |  | High usage | 0.92 | 3.7 | 1673.8322 | 0.17 | 0.75135 |  |  | 0.083333
| WEIGHTED AVERAGE | 6: 1304.3563; 7: 0.17; 8: 0.66004
Note on C113: [Threaded comment] Your version of Excel allows you to read this threaded comment; however, any edits to it will get removed if the file is opened in a newer version of Excel. Learn more: https://go.microsoft.com/fwlink/?linkid=870924 Comment: PR Level adjustments needed

## CI Ozone Laundry
| MEASURE GROUP DEFINITION |  |  |  | REGION | #REF!
| INPUT CELLS | CALCULATED CELLS
| MEASURE NAME | [10 empty] | TAB NAMING LOOKUPS (DEFINED BY OVERALL PROJECT, NOT SPECIFIC MEASURE)
| Short Name (Same as Tab Name!) | Long Name | Sector (full name) | Life | Life Source | [6 empty] | Fuel Type
| CI Ozone Laundry | Ozone Laundry | C&I | 10 | IL TRM V12 | [6 empty] | Fuel | Electric | Gas | Oil | Propane
[12 empty] | Abbreviation | E | G | O | P
| TAB BREAKOUT |  |  |  |  | [PULL FORMULA DOWN] | [PULL FORMULA DOWN]
# | Primary Fuel | Secondary Fuel (blank OK) | End Use | Market (RET or MD) | Custom Field (blank OK) | Fuel Abbreviations | End Use Abbr. | UNIQUE MEASURE NAME | Long Name |  |  | Sector
1 | Electric |  | Water Heating | RET |  | E | HWat | CI Ozone Laundry_CI, E - HWat (RET) | Ozone Laundry |  |  | Sector | Residential | C&I
2 | Propane |  | Water Heating | RET |  | P | HWat | CI Ozone Laundry_CI, P - HWat (RET) | Ozone Laundry |  |  | Abbreviation | Res | CI
3
4 | [11 empty] | Market
5 | [11 empty] | Market | Retrofit | Market-Driven
6 | [11 empty] | Abbreviation | RET | MD
7
8 | [11 empty] | Building Types
9 | [11 empty] | Building Types | Single Family | Multifamily | LI Single Family | LI Multifamily | Small Education - College/University | Small Education - Other | Small Grocery | Small Health - Hospital | Small Health - Other | Small Industrial Manufacturing | Small Institutional/Public Service | Small Lodging | Small Miscellaneous/Other | Small Office | Small Restaurant | Small Retail | Small Warehouse | Large Education - College/University | Large Education - Other | Large Grocery | Large Health - Hospital | Large Health - Other | Large Industrial Manufacturing | Large Institutional/Public Service | Large Lodging | Large Miscellaneous/Other | Large Office | Large Restaurant | Large Retail | Large Warehouse
10
End Use
[12 empty] | End Use | Appliances | Cooking | Cooling | Exterior Lighting | Interior Lighting | Other | Plug Loads | Refrigeration | Space Heating | Ventilation | Water Heating | Drives | Motors and VFDs | Compressed Air Systems | Process Cooling and Refrigeration | Process Heating | Total Electric | Total Gas
[12 empty] | Abbreviation | Appl | Cook | Cool | ExtL | IntL | Oth | Plug | Refr | Heat | Vent | HWat | Driv | Motr | CAS | PrC | PrH | TotE | TotG
KEY FOR MEASURE DATA ROWS
CALCULATED FIELD
ENTER MANUALLY OR FORMULAICALLY FROM CALCULATIONS SECTION
MEASURE DATA
SOURCES
| GENERAL ('Measures' Sheet) INPUTS | 1 | 2 | 3 | 4 | 5 | 6 | 7 | 8 | 9 | 10 | 1 | 2 | 3 | 4 | 5 | 6 | 7 | 8 | 9 | 10
1 | Measure Name | 1: CI Ozone Laundry_CI, E - HWat (RET); 2: CI Ozone Laundry_CI, P - HWat (RET); SOURCES 1: CI Ozone Laundry_CI, E - HWat (RET); SOURCES 2: CI Ozone Laundry_CI, P - HWat (RET)
2 | Measure Long Name | 1: Ozone Laundry; 2: Ozone Laundry; SOURCES 1: -; SOURCES 2: -
3 | Parent Measure Name | 1: CI Ozone Laundry_CI, E - HWat (RET); 2: CI Ozone Laundry_CI, P - HWat (RET); SOURCES 1: -; SOURCES 2: -
4 | Parent Measure Long Name | 1: Ozone Laundry; 2: Ozone Laundry; SOURCES 1: -; SOURCES 2: -
5 | Sector | 1: C&I; 2: C&I; SOURCES 1: -; SOURCES 2: -
6 | Description | 1: A new ozone laundry system(s) is added-on to new or existing commercial washing machine(s) using hot water heated with natural gas; 2: A new ozone laundry system(s) is added-on to new or existing commercial washing machine(s) using hot water heated with natural gas; SOURCES 1: -; SOURCES 2: -
7 | Life | 1: 10; 2: 10; SOURCES 1: -; SOURCES 2: -
8 | Exist. Life | bar: SOURCES 1 to SOURCES 2
9 | Primary Fuel | 1: E; 2: Prp; SOURCES 1: -; SOURCES 2: -
10 | Secondary Fuel | bar: SOURCES 1 to SOURCES 2
11 | Primary Fuel End Use | 1: Water Heating; 2: Water Heating; SOURCES 1: -; SOURCES 2: -
12 | Secondary Fuel End Use | bar: SOURCES 1 to SOURCES 2
13 | Elec Load Shape | bar: SOURCES 1 to SOURCES 2
14 | Fuel Switch (Y/N) | bar: SOURCES 1 to SOURCES 2
15 | Waste Heat Adjust. (Y/N) | bar: SOURCES 1 to SOURCES 2
16 | Depends On | bar: SOURCES 1 to SOURCES 2
17 | Links With | bar: SOURCES 1 to SOURCES 2
18 | Mutual Exclusivity | bar: SOURCES 1 to SOURCES 2
19 | bar: SOURCES 1 to SOURCES 2
20 | GENERAL ('MeasChars' Sheet) INPUTS | 1: Ozone Laundry; 2: Ozone Laundry; SOURCES 1: -; SOURCES 2: -
21 | Mkt (MD or RET) | 1: RET; 2: RET; SOURCES 1: -; SOURCES 2: -
22 | Target Markets (NC, RENO, REPL, RET) | 1: RET; 2: RET; SOURCES 1: -; SOURCES 2: -
23 | Baseline Description | 1: The base case equipment is a conventional washing machine system with no ozone generator installed. The washing machines are provided hot water from a gas-fired boiler; 2: The base case equipment is a conventional washing machine system with no ozone generator installed. The washing machines are provided hot water from a gas-fired boiler; SOURCES 1: -; SOURCES 2: -
24 | Efficient Description | 1: The measure equipment effective useful life (EUL) is estimated at 10 years based on typical lifetime of the ozone generator’s corona discharge unit; 2: The measure equipment effective useful life (EUL) is estimated at 10 years based on typical lifetime of the ozone generator’s corona discharge unit; SOURCES 1: -; SOURCES 2: -
25 | Start Year | 1: #REF!; 2: #REF!; SOURCES 1: -; SOURCES 2: -
26 | End Year | 1: #REF!; 2: #REF!; SOURCES 1: -; SOURCES 2: -
27 | Building type assumed for characterization | 1: Single Family; SOURCES 1: -; SOURCES 2: -
28 | Units for Costs & Savings Values | bar: SOURCES 1 to SOURCES 2
29 | Efficient kW ¦ MMBtu | bar: SOURCES 1 to SOURCES 2
30 | Baseline kW ¦ MMBtu | bar: SOURCES 1 to SOURCES 2
31 | Full Load Hours | bar: SOURCES 1 to SOURCES 2
32 | kWh ¦ MMBtu Annual Savings | 1: 656.48; 2: #REF!; SOURCES 1: -; SOURCES 2: -
33 | % Savings (primary fuel) | 1: 22%; 2: #REF!; SOURCES 1: 2,5
34 | Efficient Equip Cost | bar: SOURCES 1 to SOURCES 2
35 | Baseline Equip Cost | bar: SOURCES 1 to SOURCES 2
36 | Incremental Cost | 1: 68.978; 2: See table; SOURCES 1: -; SOURCES 2: -
37 | Incremental Cost per kWh ¦ MMBtu Saved | 1: 26.1326; 2: #REF!; SOURCES 1: 8
38 | bar: SOURCES 1 to SOURCES 2
39 | SECONDARY END-USE FUEL IMPACTS (MMBtu/kWh), OR Elec Impacts (kWh/MMBtu) | 1: Ozone Laundry; 2: Ozone Laundry; SOURCES 1: -; SOURCES 2: -
40 | Fossil Fuel (or Elec) Savings - increased use is negative (MMBtu/yr ¦ kWh/yr) | bar: SOURCES 1 to SOURCES 2
41 | Annual Fossil Fuel (or Elec) Savings per Elec (or FF) Savings - increased is negative (MMBtu/kWh ¦ kWh/MMBtu saved) | bar: SOURCES 1 to SOURCES 2
42 | bar: SOURCES 1 to SOURCES 2
43 | EARLY-RETIREMENT RETROFIT MEASURE INPUTS | bar: SOURCES 1 to SOURCES 2
44 | Baseline Equip. Life | bar: SOURCES 1 to SOURCES 2
45 | Baseline Equip. Age | bar: SOURCES 1 to SOURCES 2
46 | Baseline Cost | bar: SOURCES 1 to SOURCES 2
47 | Baseline Cost per kWh ¦ MMBtu saved | bar: SOURCES 1 to SOURCES 2
48 | Baseline shift savings factor (for RET) | bar: SOURCES 1 to SOURCES 2
49 | bar: SOURCES 1 to SOURCES 2
50 | O&M INPUTS | bar: SOURCES 1 to SOURCES 2
51 | Efficient Component 1 (description) | bar: SOURCES 1 to SOURCES 2
52 | Eff Component 1 Life (years) | bar: SOURCES 1 to SOURCES 2
53 | Eff Component 1 Replacement Cost | bar: SOURCES 1 to SOURCES 2
54 | Eff Component 1 Replacement Cost per kWh ¦ MMBtu saved | bar: SOURCES 1 to SOURCES 2
55 | Efficient Component 2 (description) | bar: SOURCES 1 to SOURCES 2
56 | Eff Component 2 Life (years) | bar: SOURCES 1 to SOURCES 2
57 | Eff Component 2 Replacement Cost | bar: SOURCES 1 to SOURCES 2
58 | Eff Component 2 Replacement Cost per kWh ¦ MMBtu saved | bar: SOURCES 1 to SOURCES 2
59 | Baseline Component 1 (description) | bar: SOURCES 1 to SOURCES 2
60 | Baseline Component 1 Life (years) | bar: SOURCES 1 to SOURCES 2
61 | Baseline Component 1 Replacement Cost | bar: SOURCES 1 to SOURCES 2
62 | Baseline Component 1 Replacement Cost per kWh ¦ MMBtu saved | bar: SOURCES 1 to SOURCES 2
63 | Baseline Component 2 (description) | bar: SOURCES 1 to SOURCES 2
64 | Baseline Component 2 Life (years) | bar: SOURCES 1 to SOURCES 2
65 | Baseline Component 2 Replacement Cost | bar: SOURCES 1 to SOURCES 2
66 | Baseline Component 2 Replacement Cost per kWh ¦ MMBtu saved | bar: SOURCES 1 to SOURCES 2
67 | O&M Annual Levelized Cost ($/kWh ¦ $/MMBtu) | bar: SOURCES 1 to SOURCES 2
68 | bar: SOURCES 1 to SOURCES 2
69 | Water INPUTS | bar: SOURCES 1 to SOURCES 2
70 | Water (gal/yr) | bar: SOURCES 1 to SOURCES 2
71 | Water [gal/yr per kWh ¦ MMBtu saved] | bar: SOURCES 1 to SOURCES 2
∆kWhPUMP = HP * HPCONVERSION * Hours * %water_savings
CALCULATIONS
| Inputs | 1: Values; 2: Source; 3: Description
| Measure life | 1: 10; 2: IL TRM pg. 241
| Incremental cost | 1: See table; 2: IL TRM pg. 241
| Coincidence factor | 2: IL TRM pg. 241
| HP conversion | 1: 0.746; 2: IL TRM pg. 241
| Hours | 1: 800; 2: IL TRM pg. 241
| HP | 1: 5; 2: IL TRM pg. 241
| Application | 1: % water savings; 2: delkWh; 3: delkW; 4: % Savings; 5: Incremental Cost/lb; 6: Default sizes lbs; 7: Incremental cost; 8: Incremental Cost/kWh; 9: Weightage
| Laundromat | 1: 0.1; 2: 298.4; 3: 0; 4: 0.1; 5: 25.53; 6: 254.38; 7: 6494.3214; 8: 21.7638; 9: 0.2
| Hotel/Motel | 1: 0.25; 2: 746; 3: 0; 4: 0.25; 5: 79.84; 6: 254.38; 7: 20309.6992; 8: 27.2248; 9: 0.2
| Fitness and Recreation | 1: 0.25; 2: 746; 3: 0; 4: 0.25; 5: 79.84; 6: 254.38; 7: 20309.6992; 8: 27.2248; 9: 0.2
| Healthcare | 1: 0.25; 2: 746; 3: 0; 4: 0.25; 5: 79.84; 6: 254.38; 7: 20309.6992; 8: 27.2248; 9: 0.2
| Assisted Living | 1: 0.25; 2: 746; 3: 0; 4: 0.25; 5: 79.84; 6: 254.38; 7: 20309.6992; 8: 27.2248; 9: 0.2
| WEIGHTED AVERAGE | 2: 656.48; 3: 0; 4: 0.22; 5: 68.978; 6: 254.38; 7: 17546.6236; 8: 26.1326
Note on E125: [Threaded comment] Your version of Excel allows you to read this threaded comment; however, any edits to it will get removed if the file is opened in a newer version of Excel. Learn more: https://go.microsoft.com/fwlink/?linkid=870924 Comment: Lack of data

## CI Pre-Rinse Spray Valves
| MEASURE GROUP DEFINITION |  |  |  | REGION | #REF!
| INPUT CELLS | CALCULATED CELLS
| MEASURE NAME | [10 empty] | TAB NAMING LOOKUPS (DEFINED BY OVERALL PROJECT, NOT SPECIFIC MEASURE)
| Short Name (Same as Tab Name!) | Long Name | Sector (full name) | Life | Life Source | [6 empty] | Fuel Type
| CI Pre-Rinse Spray Valves | High Efficiency Pre-Rinse Spray Valve | C&I | 5 | IL TRM V12 | [6 empty] | Fuel | Electric | Gas | Oil | Propane
[12 empty] | Abbreviation | E | G | O | P
| TAB BREAKOUT |  |  |  |  | [PULL FORMULA DOWN] | [PULL FORMULA DOWN]
# | Primary Fuel | Secondary Fuel (blank OK) | End Use | Market (RET or MD) | Custom Field (blank OK) | Fuel Abbreviations | End Use Abbr. | UNIQUE MEASURE NAME | Long Name |  |  | Sector
1 | Electric |  | Water Heating | RET |  | E | HWat | CI Pre-Rinse Spray Valves_CI, E - HWat (RET) | High Efficiency Pre-Rinse Spray Valve |  |  | Sector | Residential | C&I
2 | Propane |  | Water Heating | RET |  | P | HWat | CI Pre-Rinse Spray Valves_CI, P - HWat (RET) | High Efficiency Pre-Rinse Spray Valve |  |  | Abbreviation | Res | CI
3
4 | [11 empty] | Market
5 | [11 empty] | Market | Retrofit | Market-Driven
6 | [11 empty] | Abbreviation | RET | MD
7
8 | [11 empty] | Building Types
9 | [11 empty] | Building Types | Single Family | Multifamily | LI Single Family | LI Multifamily | Small Education - College/University | Small Education - Other | Small Grocery | Small Health - Hospital | Small Health - Other | Small Industrial Manufacturing | Small Institutional/Public Service | Small Lodging | Small Miscellaneous/Other | Small Office | Small Restaurant | Small Retail | Small Warehouse | Large Education - College/University | Large Education - Other | Large Grocery | Large Health - Hospital | Large Health - Other | Large Industrial Manufacturing | Large Institutional/Public Service | Large Lodging | Large Miscellaneous/Other | Large Office | Large Restaurant | Large Retail | Large Warehouse
10
End Use
[12 empty] | End Use | Appliances | Cooking | Cooling | Exterior Lighting | Interior Lighting | Other | Plug Loads | Refrigeration | Space Heating | Ventilation | Water Heating | Drives | Motors and VFDs | Compressed Air Systems | Process Cooling and Refrigeration | Process Heating | Total Electric | Total Gas
[12 empty] | Abbreviation | Appl | Cook | Cool | ExtL | IntL | Oth | Plug | Refr | Heat | Vent | HWat | Driv | Motr | CAS | PrC | PrH | TotE | TotG
KEY FOR MEASURE DATA ROWS
CALCULATED FIELD
ENTER MANUALLY OR FORMULAICALLY FROM CALCULATIONS SECTION
MEASURE DATA
SOURCES
| GENERAL ('Measures' Sheet) INPUTS | 1 | 2 | 3 | 4 | 5 | 6 | 7 | 8 | 9 | 10 | 1 | 2 | 3 | 4 | 5 | 6 | 7 | 8 | 9 | 10
1 | Measure Name | 1: CI Pre-Rinse Spray Valves_CI, E - HWat (RET); 2: CI Pre-Rinse Spray Valves_CI, P - HWat (RET); SOURCES 1: CI Pre-Rinse Spray Valves_CI, E - HWat (RET); SOURCES 2: CI Pre-Rinse Spray Valves_CI, P - HWat (RET)
2 | Measure Long Name | 1: High Efficiency Pre-Rinse Spray Valve; 2: High Efficiency Pre-Rinse Spray Valve; SOURCES 1: -; SOURCES 2: -
3 | Parent Measure Name | 1: CI Pre-Rinse Spray Valves_CI, E - HWat (RET); 2: CI Pre-Rinse Spray Valves_CI, P - HWat (RET); SOURCES 1: -; SOURCES 2: -
4 | Parent Measure Long Name | 1: High Efficiency Pre-Rinse Spray Valve; 2: High Efficiency Pre-Rinse Spray Valve; SOURCES 1: -; SOURCES 2: -
5 | Sector | 1: C&I; 2: C&I; SOURCES 1: -; SOURCES 2: -
6 | Description | 1: Retrofit of working standard pre-rinse sprayers with low-flow, pre-rinse sprayers in commercial kitchen applications.; 2: Retrofit of working standard pre-rinse sprayers with low-flow, pre-rinse sprayers in commercial kitchen applications.; SOURCES 1: -; SOURCES 2: -
7 | Life | 1: 5; 2: 5; SOURCES 1: -; SOURCES 2: -
8 | Exist. Life | bar: SOURCES 1 to SOURCES 2
9 | Primary Fuel | 1: E; 2: Prp; SOURCES 1: -; SOURCES 2: -
10 | Secondary Fuel | bar: 1 to SOURCES 2
11 | Primary Fuel End Use | 1: Water Heating; 2: Water Heating; SOURCES 1: -; SOURCES 2: -
12 | Secondary Fuel End Use | bar: SOURCES 1 to SOURCES 2
13 | Elec Load Shape | bar: SOURCES 1 to SOURCES 2
14 | Fuel Switch (Y/N) | bar: SOURCES 1 to SOURCES 2
15 | Waste Heat Adjust. (Y/N) | bar: SOURCES 1 to SOURCES 2
16 | Depends On | bar: SOURCES 1 to SOURCES 2
17 | Links With | bar: SOURCES 1 to SOURCES 2
18 | Mutual Exclusivity | bar: SOURCES 1 to SOURCES 2
19 | bar: SOURCES 1 to SOURCES 2
20 | GENERAL ('MeasChars' Sheet) INPUTS | 1: High Efficiency Pre-Rinse Spray Valve; 2: High Efficiency Pre-Rinse Spray Valve; SOURCES 1: -; SOURCES 2: -
21 | Mkt (MD or RET) | 1: RET; 2: RET; SOURCES 1: -; SOURCES 2: -
22 | Target Markets (NC, RENO, REPL, RET) | 1: RET; 2: RET; SOURCES 1: -; SOURCES 2: -
23 | Baseline Description | 1: Existing, inefficient pre-rinse sprayer; 2: Existing, inefficient pre-rinse sprayer; SOURCES 1: -; SOURCES 2: -
24 | Efficient Description | 1: Low-flow pre-rinse sprayer; 2: Low-flow pre-rinse sprayer; SOURCES 1: -; SOURCES 2: -
25 | Start Year | 1: #REF!; 2: #REF!; SOURCES 1: -; SOURCES 2: -
26 | End Year | 1: #REF!; 2: #REF!; SOURCES 1: -; SOURCES 2: -
27 | Building type assumed for characterization | 1: Small Restaurant; 2: Small Restaurant; SOURCES 1: -; SOURCES 2: -
28 | Units for Costs & Savings Values | bar: SOURCES 1 to SOURCES 2
29 | Efficient kW ¦ MMBtu | bar: SOURCES 1 to SOURCES 2
30 | Baseline kW ¦ MMBtu | bar: SOURCES 1 to SOURCES 2
31 | Full Load Hours | bar: SOURCES 1 to SOURCES 2
32 | kWh ¦ MMBtu Annual Savings | 1: 4219.3382; 2: 176.3557; SOURCES 1: -; SOURCES 2: -
33 | % Savings (primary fuel) | 1: 0; 2: 0; SOURCES 1: 3,8,11; SOURCES 2: 3,8,11
34 | Efficient Equip Cost | bar: SOURCES 1 to SOURCES 2
35 | Baseline Equip Cost | bar: SOURCES 1 to SOURCES 2
36 | Incremental Cost | 1: 54; 2: 54; SOURCES 1: -; SOURCES 2: -
37 | Incremental Cost per kWh ¦ MMBtu Saved | 1: 0.026809; 2: 0.64141; SOURCES 1: 8; SOURCES 2: 8
38 | bar: SOURCES 1 to SOURCES 2
39 | SECONDARY END-USE FUEL IMPACTS (MMBtu/kWh), OR Elec Impacts (kWh/MMBtu) | 1: High Efficiency Pre-Rinse Spray Valve; 2: High Efficiency Pre-Rinse Spray Valve; SOURCES 1: -; SOURCES 2: -
40 | Fossil Fuel (or Elec) Savings - increased use is negative (MMBtu/yr ¦ kWh/yr) | bar: SOURCES 1 to SOURCES 2
41 | Annual Fossil Fuel (or Elec) Savings per Elec (or FF) Savings - increased is negative (MMBtu/kWh ¦ kWh/MMBtu saved) | bar: SOURCES 1 to SOURCES 2
42 | bar: SOURCES 1 to SOURCES 2
43 | EARLY-RETIREMENT RETROFIT MEASURE INPUTS | bar: SOURCES 1 to SOURCES 2
44 | Baseline Equip. Life | 1: 5; 2: 5; SOURCES 1: -; SOURCES 2: -
45 | Baseline Equip. Age | 1: 3; 2: 3; SOURCES 1: -; SOURCES 2: -
46 | Baseline Cost | 1: #REF!; 2: #REF!; SOURCES 1: -; SOURCES 2: -
47 | Baseline Cost per kWh ¦ MMBtu saved | 1: #REF!; 2: #REF!; SOURCES 1: -; SOURCES 2: -
48 | Baseline shift savings factor (for RET) | 1: #REF!; 2: #REF!; SOURCES 1: -; SOURCES 2: -
49 | bar: SOURCES 1 to SOURCES 2
50 | O&M INPUTS | bar: SOURCES 1 to SOURCES 2
51 | Efficient Component 1 (description) | bar: SOURCES 1 to SOURCES 2
52 | Eff Component 1 Life (years) | bar: SOURCES 1 to SOURCES 2
53 | Eff Component 1 Replacement Cost | bar: SOURCES 1 to SOURCES 2
54 | Eff Component 1 Replacement Cost per kWh ¦ MMBtu saved | bar: SOURCES 1 to SOURCES 2
55 | Efficient Component 2 (description) | bar: SOURCES 1 to SOURCES 2
56 | Eff Component 2 Life (years) | bar: SOURCES 1 to SOURCES 2
57 | Eff Component 2 Replacement Cost | bar: SOURCES 1 to SOURCES 2
58 | Eff Component 2 Replacement Cost per kWh ¦ MMBtu saved | bar: SOURCES 1 to SOURCES 2
59 | Baseline Component 1 (description) | bar: SOURCES 1 to SOURCES 2
60 | Baseline Component 1 Life (years) | bar: SOURCES 1 to SOURCES 2
61 | Baseline Component 1 Replacement Cost | bar: SOURCES 1 to SOURCES 2
62 | Baseline Component 1 Replacement Cost per kWh ¦ MMBtu saved | bar: SOURCES 1 to SOURCES 2
63 | Baseline Component 2 (description) | bar: SOURCES 1 to SOURCES 2
64 | Baseline Component 2 Life (years) | bar: SOURCES 1 to SOURCES 2
65 | Baseline Component 2 Replacement Cost | bar: SOURCES 1 to SOURCES 2
66 | Baseline Component 2 Replacement Cost per kWh ¦ MMBtu saved | bar: SOURCES 1 to SOURCES 2
67 | O&M Annual Levelized Cost ($/kWh ¦ $/MMBtu) | bar: SOURCES 1 to SOURCES 2
68 | bar: SOURCES 1 to SOURCES 2
69 | Water INPUTS | bar: SOURCES 1 to SOURCES 2
70 | Water (gal/yr) | 1: #REF!; 2: #REF!; SOURCES 1: -; SOURCES 2: -
71 | Water [gal/yr per kWh ¦ MMBtu saved] | 1: #REF!; 2: #REF!; SOURCES 1: -; SOURCES 2: -
ΔkWH = ΔWater (gallons) * 8.33 * 1 * (Tout - Tin) * (1/EFF_Elec) /3,412 * FLAG
ΔkWhwater = ΔWater (gallons) / 1,000,000 * Ewater total
ΔWater (gallons) = (FLObase - FLOeff) * 60 * HOURSday * DAYSyear * ISR
CALCULATIONS
| Inputs | 1: Value; 2: Source; 3: Definition
| delWater | 1: Calculated; 2: IL TRM V12 pg. 159-163; 3: Amount of water saved
| Tout | 1: 120.7; 2: IL TRM V12 pg. 159-163; 3: Water Heater Outlet Water Temperature
| Tin | 1: 50.7; 2: IL TRM V12 pg. 159-163; 3: Inlet Water Temperature
| Effelec | 1: 0.98; 2: IL TRM V12 pg. 159-163; 3: Efficiency of electric water heater supplying hot water to pre-rinse spray valve
| Effgas | 1: 0.8; 2: IL TRM V12 pg. 159-163
| Flagelec | 1: 1; 2: IL TRM V12 pg. 159-163
| flaggas | 1: 0; 2: IL TRM V12 pg. 159-163
| Ewater | 1: 5010; 2: IL TRM V12 pg. 159-163; 3: IL Total Water Energy Factor
| Flobase | 1: Table; 2: IL TRM V12 pg. 159-163; 3: Base case flow in gallons per minute, or custom (Gal/min)
| Floeff | 1: 0.98; 2: IL TRM V12 pg. 159-163; 3: Efficient case flow in gallons per minute or custom (Gal/min)
| Hoursday | 1: Table; 2: IL TRM V12 pg. 159-163; 3: Hours per day that the pre-rinse spray valve is used at the site, custom, otherwise:
| Daysyear | 1: 312; 2: IL TRM V12 pg. 159-163; 3: Days per year pre-rinse spray valve is used at the site,
| Measure life | 1: 5; 2: IL TRM V12 pg. 159-163
| Incremental cost | 1: 54; 2: IL TRM V12 pg. 159-163
| Market | 1: Flobase
| TOS | 1: 1.23
| DI | 1: 2.14
| Application | 1: Hoursday
Small, quick- service restaurants | bar: 1
| Medium-sized casual dining restaurants | 1: 1.5
| Large institutional establishments with cafeteria | 1: 3
| Market | 1: Application; 2: delWater; 3: delkWhwater; 4: delkWh; 5: delkW; 6: % Savings; 7: Incremental Cost; 8: Incremental Cost/kWh; 9: Weighting
| TOS | 1: Small, quick- service restaurants; 2: 4680; 3: 23.4468; 4: 816.1196; 8: 0.066167; 9: 0.16667
| TOS | 1: Medium-sized casual dining restaurants; 2: 7020; 3: 35.1702; 4: 1224.1794; 8: 0.044111; 9: 0.16667
| TOS | 1: Large institutional establishments with cafeteria; 2: 14040; 3: 70.3404; 4: 2448.3587; 8: 0.022056; 9: 0.16667
| DI | 1: Small, quick- service restaurants; 2: 21715.2; 3: 108.7932; 4: 3786.7948; 8: 0.01426; 9: 0.16667
| DI | 1: Medium-sized casual dining restaurants; 2: 32572.8; 3: 163.1897; 4: 5680.1923; 8: 0.0095067; 9: 0.16667
| DI | 1: Large institutional establishments with cafeteria; 2: 65145.6; 3: 326.3795; 4: 11360.3845; 8: 0.0047534; 9: 0.16667
| WEIGHTED AVERAGE | 4: 4219.3382; 5: 0; 6: 0; 7: 0; 8: 0.026809
| Market | 1: Application; 2: delWater; 3: delkWhwater; 4: delMMBtu; 5: delkW; 6: % Savings; 7: Incremental Cost; 8: Incremental Cost/MMBtu; 9: Weighting
| TOS | 1: Small, quick- service restaurants; 2: 4680; 3: 23.4468; 4: 34.1114; 8: 1.5831; 9: 0.16667
| TOS | 1: Medium-sized casual dining restaurants; 2: 7020; 3: 35.1702; 4: 51.167; 8: 1.0554; 9: 0.16667
| TOS | 1: Large institutional establishments with cafeteria; 2: 14040; 3: 70.3404; 4: 102.3341; 8: 0.52768; 9: 0.16667
| DI | 1: Small, quick- service restaurants; 2: 21715.2; 3: 108.7932; 4: 158.2767; 8: 0.34117; 9: 0.16667
| DI | 1: Medium-sized casual dining restaurants; 2: 32572.8; 3: 163.1897; 4: 237.415; 8: 0.22745; 9: 0.16667
| DI | 1: Large institutional establishments with cafeteria; 2: 65145.6; 3: 326.3795; 4: 474.83; 8: 0.11372; 9: 0.16667
| WEIGHTED AVERAGE | 4: 176.3557; 5: 0; 6: 0; 7: 0; 8: 0.64141
Note on P134: Matt Socks: Special formula to address measure permutations with zero connected kW savings.
Note on Q134: Matt Socks: Special formula to address measure permutations with zero connected kW savings.
Note on R134: Matt Socks: Special formula to address measure permutations with zero connected kW savings.

## CI Water Heater
| MEASURE GROUP DEFINITION |  |  |  | REGION | #REF!
| INPUT CELLS | CALCULATED CELLS
| MEASURE NAME | [10 empty] | TAB NAMING LOOKUPS (DEFINED BY OVERALL PROJECT, NOT SPECIFIC MEASURE)
| Short Name (Same as Tab Name!) | Long Name | Sector (full name) | Life | Life Source | [6 empty] | Fuel Type
| CI Water Heater | Water Heater | C&I | 5 | 3 | [6 empty] | Fuel | Electric | Gas | Oil | Propane
[12 empty] | Abbreviation | E | G | O | P
| TAB BREAKOUT |  |  |  |  | [PULL FORMULA DOWN] | [PULL FORMULA DOWN]
# | Primary Fuel | Secondary Fuel (blank OK) | End Use | Market (RET or MD) | Custom Field (blank OK) | Fuel Abbreviations | End Use Abbr. | UNIQUE MEASURE NAME | Long Name |  |  | Sector
1 | Electric |  | Water Heating | MD | Building w elec WH | E | HWat | CI Water Heater_CI, E - HWat [Building w elec WH] (MD) | Water Heater |  |  | Sector | Residential | C&I
2 | Propane |  | Water Heating | MD | Building w prop WH | P | HWat | CI Water Heater_CI, P - HWat [Building w prop WH] (MD) | Water Heater |  |  | Abbreviation | Res | CI
3
4 | [11 empty] | Market
5 | [11 empty] | Market | Retrofit | Market-Driven
6 | [11 empty] | Abbreviation | RET | MD
7
8 | [11 empty] | Building Types
9 | [11 empty] | Building Types | Single Family | Multifamily | LI Single Family | LI Multifamily | Small Education - College/University | Small Education - Other | Small Grocery | Small Health - Hospital | Small Health - Other | Small Industrial Manufacturing | Small Institutional/Public Service | Small Lodging | Small Miscellaneous/Other | Small Office | Small Restaurant | Small Retail | Small Warehouse | Large Education - College/University | Large Education - Other | Large Grocery | Large Health - Hospital | Large Health - Other | Large Industrial Manufacturing | Large Institutional/Public Service | Large Lodging | Large Miscellaneous/Other | Large Office | Large Restaurant | Large Retail | Large Warehouse
10
End Use
[12 empty] | End Use | Appliances | Cooking | Cooling | Exterior Lighting | Interior Lighting | Other | Plug Loads | Refrigeration | Space Heating | Ventilation | Water Heating | Drives | Motors and VFDs | Compressed Air Systems | Process Cooling and Refrigeration | Process Heating | Total Electric | Total Gas
[12 empty] | Abbreviation | Appl | Cook | Cool | ExtL | IntL | Oth | Plug | Refr | Heat | Vent | HWat | Driv | Motr | CAS | PrC | PrH | TotE | TotG
KEY FOR MEASURE DATA ROWS
CALCULATED FIELD
ENTER MANUALLY OR FORMULAICALLY FROM CALCULATIONS SECTION
MEASURE DATA
SOURCES
| GENERAL ('Measures' Sheet) INPUTS | 1 | 2 | 3 | 4 | 5 | 6 | 7 | 8 | 9 | 10 | 1 | 2 | 3 | 4 | 5 | 6 | 7 | 8 | 9 | 10
1 | Measure Name | 1: CI Water Heater_CI, E - HWat [Building w elec WH] (MD); 2: CI Water Heater_CI, P - HWat [Building w prop WH] (MD); SOURCES 1: CI Water Heater_CI, E - HWat [Building w elec WH] (MD); SOURCES 2: CI Water Heater_CI, P - HWat [Building w prop WH] (MD)
2 | Measure Long Name | 1: Water Heater; 2: Water Heater; SOURCES 1: -; SOURCES 2: -
3 | Parent Measure Name | 1: CI Water Heater_CI, E - HWat [Building w elec WH] (MD); 2: CI Water Heater_CI, P - HWat [Building w prop WH] (MD); SOURCES 1: -; SOURCES 2: -
4 | Parent Measure Long Name | 1: Water Heater; 2: Water Heater; SOURCES 1: -; SOURCES 2: -
5 | Sector | 1: C&I; 2: C&I; SOURCES 1: -; SOURCES 2: -
6 | Description | 1: Installation of an ENERGY STAR commercial dishwasher.; 2: Installation of an ENERGY STAR commercial dishwasher.; SOURCES 1: -; SOURCES 2: -
7 | Life | 1: 5; 2: 5; SOURCES 1: -; SOURCES 2: -
8 | Exist. Life | bar: SOURCES 1 to SOURCES 2
9 | Primary Fuel | 1: E; 2: Prp; SOURCES 1: -; SOURCES 2: -
10 | Secondary Fuel | bar: 1 to SOURCES 2
11 | Primary Fuel End Use | 1: Water Heating; 2: Water Heating; SOURCES 1: -; SOURCES 2: -
12 | Secondary Fuel End Use | bar: SOURCES 1 to SOURCES 2
13 | Elec Load Shape | bar: SOURCES 1 to SOURCES 2
14 | Fuel Switch (Y/N) | bar: SOURCES 1 to SOURCES 2
15 | Waste Heat Adjust. (Y/N) | bar: SOURCES 1 to SOURCES 2
16 | Depends On | bar: SOURCES 1 to SOURCES 2
17 | Links With | 1: CI Water Heater_CI, E - HWat [Building w elec WH] (MD); 2: CI Water Heater_CI, E - HWat [Building w elec WH] (MD); SOURCES 1: -; SOURCES 2: -
18 | Mutual Exclusivity | bar: SOURCES 1 to SOURCES 2
19 | bar: SOURCES 1 to SOURCES 2
20 | GENERAL ('MeasChars' Sheet) INPUTS | 1: Water Heater; 2: Water Heater; SOURCES 1: -; SOURCES 2: -
21 | Mkt (MD or RET) | bar: 1 to SOURCES 2
22 | Target Markets (NC, RENO, REPL, RET) | 1: NC,RENO,REPL; 2: NC,RENO,REPL; SOURCES 1: -; SOURCES 2: -
23 | Baseline Description | 1: Standard efficiency commercial dishwasher; 2: Standard efficiency commercial dishwasher; SOURCES 1: -; SOURCES 2: -
24 | Efficient Description | 1: ENERGY STAR commercial dishwasher; 2: ENERGY STAR commercial dishwasher; SOURCES 1: -; SOURCES 2: -
25 | Start Year | 1: #REF!; 2: #REF!; SOURCES 1: -; SOURCES 2: -
26 | End Year | 1: #REF!; 2: #REF!; SOURCES 1: -; SOURCES 2: -
27 | Building type assumed for characterization | 1: Small Restaurant; 2: Small Restaurant; SOURCES 1: -; SOURCES 2: -
28 | Units for Costs & Savings Values | bar: SOURCES 1 to SOURCES 2
29 | Efficient kW ¦ MMBtu | bar: SOURCES 1 to SOURCES 2
30 | Baseline kW ¦ MMBtu | bar: SOURCES 1 to SOURCES 2
31 | Full Load Hours | bar: SOURCES 1 to SOURCES 2
32 | kWh ¦ MMBtu Annual Savings | bar: SOURCES 1 to SOURCES 2
33 | % Savings (primary fuel) | SOURCES 1: 3; SOURCES 2: 3; SOURCES 3: 3; SOURCES 4: 3
34 | Efficient Equip Cost | bar: SOURCES 1 to SOURCES 2
35 | Baseline Equip Cost | bar: SOURCES 1 to SOURCES 2
36 | Incremental Cost | bar: SOURCES 1 to SOURCES 2
37 | Incremental Cost per kWh ¦ MMBtu Saved | SOURCES 1: 8; SOURCES 2: 8; SOURCES 3: 8; SOURCES 4: 8
38 | bar: SOURCES 1 to SOURCES 2
39 | SECONDARY END-USE FUEL IMPACTS (MMBtu/kWh), OR Elec Impacts (kWh/MMBtu) | 1: Water Heater; 2: Water Heater; SOURCES 1: -; SOURCES 2: -
40 | Fossil Fuel (or Elec) Savings - increased use is negative (MMBtu/yr ¦ kWh/yr) | bar: SOURCES 1 to SOURCES 2
41 | Annual Fossil Fuel (or Elec) Savings per Elec (or FF) Savings - increased is negative (MMBtu/kWh ¦ kWh/MMBtu saved) | bar: SOURCES 1 to SOURCES 2
42 | bar: SOURCES 1 to SOURCES 2
43 | EARLY-RETIREMENT RETROFIT MEASURE INPUTS | bar: SOURCES 1 to SOURCES 2
44 | Baseline Equip. Life | bar: SOURCES 1 to SOURCES 2
45 | Baseline Equip. Age | bar: SOURCES 1 to SOURCES 2
46 | Baseline Cost | bar: SOURCES 1 to SOURCES 2
47 | Baseline Cost per kWh ¦ MMBtu saved | bar: SOURCES 1 to SOURCES 2
48 | Baseline shift savings factor (for RET) | bar: SOURCES 1 to SOURCES 2
49 | bar: SOURCES 1 to SOURCES 2
50 | O&M INPUTS | bar: SOURCES 1 to SOURCES 2
51 | Efficient Component 1 (description) | bar: SOURCES 1 to SOURCES 2
52 | Eff Component 1 Life (years) | bar: SOURCES 1 to SOURCES 2
53 | Eff Component 1 Replacement Cost | bar: SOURCES 1 to SOURCES 2
54 | Eff Component 1 Replacement Cost per kWh ¦ MMBtu saved | bar: SOURCES 1 to SOURCES 2
55 | Efficient Component 2 (description) | bar: SOURCES 1 to SOURCES 2
56 | Eff Component 2 Life (years) | bar: SOURCES 1 to SOURCES 2
57 | Eff Component 2 Replacement Cost | bar: SOURCES 1 to SOURCES 2
58 | Eff Component 2 Replacement Cost per kWh ¦ MMBtu saved | bar: SOURCES 1 to SOURCES 2
59 | Baseline Component 1 (description) | bar: SOURCES 1 to SOURCES 2
60 | Baseline Component 1 Life (years) | bar: SOURCES 1 to SOURCES 2
61 | Baseline Component 1 Replacement Cost | bar: SOURCES 1 to SOURCES 2
62 | Baseline Component 1 Replacement Cost per kWh ¦ MMBtu saved | bar: SOURCES 1 to SOURCES 2
63 | Baseline Component 2 (description) | bar: SOURCES 1 to SOURCES 2
64 | Baseline Component 2 Life (years) | bar: SOURCES 1 to SOURCES 2
65 | Baseline Component 2 Replacement Cost | bar: SOURCES 1 to SOURCES 2
66 | Baseline Component 2 Replacement Cost per kWh ¦ MMBtu saved | bar: SOURCES 1 to SOURCES 2
67 | O&M Annual Levelized Cost ($/kWh ¦ $/MMBtu) | bar: SOURCES 1 to SOURCES 2
68 | bar: SOURCES 1 to SOURCES 2
69 | Water INPUTS | bar: SOURCES 1 to SOURCES 2
70 | Water (gal/yr) | 1: #REF!; 4: #REF!; SOURCES 1: -; SOURCES 2: -
71 | Water [gal/yr per kWh ¦ MMBtu saved] | 1: #REF!; 4: #REF!; SOURCES 1: -; SOURCES 2: -
CALCULATIONS
| INPUTS | 1: VALUE; 2: SOURCE; 3: Unit/description
| Tout | 1: 125; 2: IL TRM V12 pg. 208-221; 3: F
| Tair | 1: 75; 2: Random assumption based on guess for PR; 3: F
| HotWaterUseGal | 1: See Table; 3: gal
| denWater | 1: 8.33; 2: IL TRM V12 pg. 208-221; 3: lb/gal
| UEFelecBase | 1: 2.0071; 2: IL TRM V12 pg. 208-221; Assuming Mid Draw for 100 Gal; 3: UEF
| UEFeff | 1: 3.7; 2: https://www.energystar.gov/products/ask-the-experts/what-uniform-energy-factor-and-why-does-it-matter#:~:text=On%20the%20other%20hand%2C%20ENERGY,astounding%20330%20to%20410%25%20efficiency.; 3: UEF
| Cap | 1: 100; 2: Random assumption; 3: Gal
| HPWHWasteHeatheat | 1: 0; 2: IL TRM V12 pg. 208-221; Assuming no heated buildings
| LF | 1: 0.5; 2: IL TRM V12 pg. 208-221; Assuming HPWH in unknown space
| LM | 1: 1.33; 2: IL TRM V12 pg. 208-221
| COPcool | 1: 3.08; 2: IL TRM V12 pg. 208-221
| Cool | 1: 1; 2: IL TRM V12 pg. 208-221
| Hours | 1: 6461; 2: IL TRM V12 pg. 208-221
| CF | 1: 0.925; 2: IL TRM V12 pg. 208-221
| Incremental Cost | 1: 1950
| EUL | 1: 5
| Building Type | 1: Typical Consumption/Cap; 2: HotWaterUseGal 1; 3: HPWHWasteHeatcool; 4: delKwh; 5: Peak kW; 6: % Savings; 7: Incremental Cost; 8: Incremental Cost/kWh; 9: Weighting
| Convenience | 1: 528; 2: 52800; 3: 253.8709; 4: 1723.137; 5: 0.2467; 7: 1950; 8: 1.1317; 9: 0.066667
| Education | 1: 568; 2: 56800; 3: 273.1035; 4: 1853.6777; 5: 0.26538; 7: 1950; 8: 1.052; 9: 0.066667
| Grocery | 1: 528; 2: 52800; 3: 253.8709; 4: 1723.137; 5: 0.2467; 7: 1950; 8: 1.1317; 9: 0.066667
| Health | 1: 788; 2: 78800; 3: 378.8831; 4: 2571.6515; 5: 0.36817; 7: 1950; 8: 0.75827; 9: 0.066667
| Large Office | 1: 511; 2: 51100; 3: 245.697; 4: 1667.6572; 5: 0.23875; 7: 1950; 8: 1.1693; 9: 0.066667
| Large Retail | 1: 528; 2: 52800; 3: 253.8709; 4: 1723.137; 5: 0.2467; 7: 1950; 8: 1.1317; 9: 0.066667
| Lodging | 1: 715; 2: 71500; 3: 343.7835; 4: 2333.4147; 5: 0.33407; 7: 1950; 8: 0.83569; 9: 0.066667
| Other CI | 1: 341; 2: 34100; 3: 163.9583; 4: 1112.8593; 5: 0.15932; 7: 1950; 8: 1.7522; 9: 0.066667
| Restaurant | 1: 622; 2: 62200; 3: 299.0676; 4: 2029.9076; 5: 0.29062; 7: 1950; 8: 0.96063; 9: 0.066667
| Small Office | 1: 511; 2: 51100; 3: 245.697; 4: 1667.6572; 5: 0.23875; 7: 1950; 8: 1.1693; 9: 0.066667
| Small Retail | 1: 528; 2: 52800; 3: 253.8709; 4: 1723.137; 5: 0.2467; 7: 1950; 8: 1.1317; 9: 0.066667
| Warehouse | 1: 341; 2: 34100; 3: 163.9583; 4: 1112.8593; 5: 0.15932; 7: 1950; 8: 1.7522; 9: 0.066667
| Nursing | 1: 672; 2: 67200; 3: 323.1084; 4: 2193.0835; 5: 0.31398; 7: 1950; 8: 0.88916; 9: 0.066667
| Multi-family | 1: 894; 2: 89400; 3: 429.8496; 4: 2917.5843; 5: 0.4177; 7: 1950; 8: 0.66836; 9: 0.066667
| Unknown | 1: 555; 2: 55500; 3: 266.8529; 4: 1811.252; 5: 0.25931; 7: 1950; 8: 1.0766; 9: 0.066667
| WEIGHTED AVERAGE | 4: 1877.6102; 5: 0.26881; 6: 0; 7: 1950; 8: 1.1074
| Building Type | 1: Area of CI Building; 2: Consumption/1000 sqft; 3: HotWaterUseGal 2; 4: HPWHWasteHeatcool; 5: delKwh; 6: Peak kW; 7: % Savings; 8: Incremental Cost; 9: Incremental Cost/kWh; 10: Weighting
| Convenience | 1: 10000; 2: 4594; 3: 45940; 4: 220.8869; 5: 1499.2598; 6: 0.21464; 8: 1950; 9: 1.3006; 10: 0.066667
| Education | 1: 10000; 2: 7285; 3: 72850; 4: 350.2745; 5: 2377.4722; 6: 0.34037; 8: 1950; 9: 0.8202; 10: 0.066667
| Grocery | 1: 10000; 2: 697; 3: 6970; 4: 33.5129; 5: 227.4671; 6: 0.032566; 8: 1950; 9: 8.5727; 10: 0.066667
| Health | 1: 10000; 2: 24540; 3: 245400; 4: 1179.9226; 5: 8008.671; 6: 1.1466; 8: 1950; 9: 0.24349; 10: 0.066667
| Large Office | 1: 10000; 2: 1818; 3: 18180; 4: 87.4124; 5: 593.3074; 6: 0.084942; 8: 1950; 9: 3.2867; 10: 0.066667
| Large Retail | 1: 10000; 2: 1354; 3: 13540; 4: 65.1025; 5: 441.8802; 6: 0.063263; 8: 1950; 9: 4.413; 10: 0.066667
| Lodging | 1: 10000; 2: 29548; 3: 295480; 4: 1420.7153; 5: 9643.0404; 6: 1.3806; 8: 1950; 9: 0.20222; 10: 0.066667
| Other CI | 1: 10000; 2: 3941; 3: 39410; 4: 189.4896; 5: 1286.1521; 6: 0.18413; 8: 1950; 9: 1.5162; 10: 0.066667
| Restaurant | 1: 10000; 2: 44439; 3: 444390; 4: 2136.6985; 5: 14502.7437; 6: 2.0763; 8: 1950; 9: 0.13446; 10: 0.066667
| Small Office | 1: 10000; 2: 1540; 3: 15400; 4: 74.0457; 5: 502.5816; 6: 0.071953; 8: 1950; 9: 3.88; 10: 0.066667
| Small Retail | 1: 10000; 2: 6111; 3: 61110; 4: 293.8267; 5: 1994.3353; 6: 0.28552; 8: 1950; 9: 0.97777; 10: 0.066667
| Warehouse | 1: 10000; 2: 1239; 3: 12390; 4: 59.5731; 5: 404.3498; 6: 0.057889; 8: 1950; 9: 4.8226; 10: 0.066667
| Nursing | 1: 10000; 2: 30503; 3: 305030; 4: 1466.6332; 5: 9954.7063; 6: 1.4252; 8: 1950; 9: 0.19589; 10: 0.066667
| Multi-family | 1: 10000; 2: 15434; 3: 154340; 4: 742.0915; 5: 5036.9123; 6: 0.72112; 8: 1950; 9: 0.38714; 10: 0.066667
| Unknown | 1: 10000; 2: 12360.2143; 3: 123602.1429; 4: 594.2989; 5: 4033.7771; 6: 0.5775; 8: 1950; 9: 0.48342; 10: 0.066667
| WEIGHTED AVERAGE | 5: 4033.7771; 6: 0.5775; 7: 0; 8: 1950; 9: 2.0824
Note on C124: [Threaded comment] Your version of Excel allows you to read this threaded comment; however, any edits to it will get removed if the file is opened in a newer version of Excel. Learn more: https://go.microsoft.com/fwlink/?linkid=870924 Comment: Electric tankless

## CI High Speed Overhead Doors
| MEASURE GROUP DEFINITION |  |  |  | REGION | #REF!
| INPUT CELLS | CALCULATED CELLS
| MEASURE NAME | [10 empty] | TAB NAMING LOOKUPS (DEFINED BY OVERALL PROJECT, NOT SPECIFIC MEASURE)
| Short Name (Same as Tab Name!) | Long Name | Sector (full name) | Life | Life Source | [6 empty] | Fuel Type
| CI High Speed Overhead Doors | High Speed Overhead Doors | C&I | 16 | 3 | [6 empty] | Fuel | Electric | Gas | Oil | Propane
[12 empty] | Abbreviation | E | G | O | P
| TAB BREAKOUT |  |  |  |  | [PULL FORMULA DOWN] | [PULL FORMULA DOWN]
# | Primary Fuel | Secondary Fuel (blank OK) | End Use | Market (RET or MD) | Custom Field (blank OK) | Fuel Abbreviations | End Use Abbr. | UNIQUE MEASURE NAME | Long Name |  |  | Sector
1 | Electric |  | Refrigeration | RET |  | E | Refr | CI High Speed Overhead Doors_CI, E - Refr (RET) | High Speed Overhead Doors |  |  | Sector | Residential | C&I
2 | [11 empty] | Abbreviation | Res | CI
3
4 | [11 empty] | Market
5 | [11 empty] | Market | Retrofit | Market-Driven
6 | [11 empty] | Abbreviation | RET | MD
7
8 | [11 empty] | Building Types
9 | [11 empty] | Building Types | Single Family | Multifamily | LI Single Family | LI Multifamily | Small Education - College/University | Small Education - Other | Small Grocery | Small Health - Hospital | Small Health - Other | Small Industrial Manufacturing | Small Institutional/Public Service | Small Lodging | Small Miscellaneous/Other | Small Office | Small Restaurant | Small Retail | Small Warehouse | Large Education - College/University | Large Education - Other | Large Grocery | Large Health - Hospital | Large Health - Other | Large Industrial Manufacturing | Large Institutional/Public Service | Large Lodging | Large Miscellaneous/Other | Large Office | Large Restaurant | Large Retail | Large Warehouse
10
End Use
[12 empty] | End Use | Appliances | Cooking | Cooling | Exterior Lighting | Interior Lighting | Other | Plug Loads | Refrigeration | Space Heating | Ventilation | Water Heating | Drives | Motors and VFDs | Compressed Air Systems | Process Cooling and Refrigeration | Process Heating | Total Electric | Total Gas
[12 empty] | Abbreviation | Appl | Cook | Cool | ExtL | IntL | Oth | Plug | Refr | Heat | Vent | HWat | Driv | Motr | CAS | PrC | PrH | TotE | TotG
KEY FOR MEASURE DATA ROWS
CALCULATED FIELD
ENTER MANUALLY OR FORMULAICALLY FROM CALCULATIONS SECTION
MEASURE DATA
SOURCES
| GENERAL ('Measures' Sheet) INPUTS | 1 | 2 | 3 | 4 | 5 | 6 | 7 | 8 | 9 | 10 | 1 | 2 | 3 | 4 | 5 | 6 | 7 | 8 | 9 | 10
1 | Measure Name | 1: CI High Speed Overhead Doors_CI, E - Refr (RET); SOURCES 1: CI High Speed Overhead Doors_CI, E - Refr (RET)
2 | Measure Long Name | 1: High Speed Overhead Doors; SOURCES 1: -
3 | Parent Measure Name | bar: 1; SOURCES 1
4 | Parent Measure Long Name | bar: 1; SOURCES 1
5 | Sector | 1: C&I; SOURCES 1: -
6 | Description | 1: By installing a floating head pressure control (FHPCs) condenser system, the refrigeration system can change condensing temperatures in response to different outdoor temperatures.; SOURCES 1: -
7 | Life | 1: 16; SOURCES 1: -
8 | Exist. Life | bar: 1; SOURCES 1
9 | Primary Fuel | bar: 1 to SOURCES 1
10 | Secondary Fuel | bar: 1 to SOURCES 1
11 | Primary Fuel End Use | 1: Refrigeration; SOURCES 1: -
12 | Secondary Fuel End Use | bar: 1; SOURCES 1
13 | Elec Load Shape | bar: 1; SOURCES 1
14 | Fuel Switch (Y/N) | bar: 1; SOURCES 1
15 | Waste Heat Adjust. (Y/N) | bar: 1; SOURCES 1
16 | Depends On | bar: 1; SOURCES 1
17 | Links With | bar: 1; SOURCES 1
18 | Mutual Exclusivity | bar: 1; SOURCES 1
19 | bar: SOURCES 1
20 | GENERAL ('MeasChars' Sheet) INPUTS | 1: High Speed Overhead Doors; SOURCES 1: -
21 | Mkt (MD or RET) | 1: RET; SOURCES 1: -
22 | Target Markets (NC, RENO, REPL, RET) | 1: RET; SOURCES 1: -
23 | Baseline Description | 1: No floating head pressure control; SOURCES 1: -
24 | Efficient Description | 1: Install floating head pressure control; SOURCES 1: -
25 | Start Year | 1: #REF!; SOURCES 1: -
26 | End Year | 1: #REF!; SOURCES 1: -
27 | Building type assumed for characterization | 1: Large Grocery; SOURCES 1: -
28 | Units for Costs & Savings Values | bar: 1; SOURCES 1
29 | Efficient kW ¦ MMBtu | bar: 1; SOURCES 1
30 | Baseline kW ¦ MMBtu | bar: 1; SOURCES 1
31 | Full Load Hours | bar: 1; SOURCES 1
32 | kWh ¦ MMBtu Annual Savings | 1: 833.6938; SOURCES 1: -
33 | % Savings (primary fuel) | 1: 70.83%; SOURCES 1: 3,12
34 | Efficient Equip Cost | bar: 1; SOURCES 1
35 | Baseline Equip Cost | bar: 1; SOURCES 1
36 | Incremental Cost | 1: 5880; SOURCES 1: -
37 | Incremental Cost per kWh ¦ MMBtu Saved | 1: 7.0529; SOURCES 1: 12
38 | bar: SOURCES 1
39 | SECONDARY END-USE FUEL IMPACTS (MMBtu/kWh), OR Elec Impacts (kWh/MMBtu) | 1: High Speed Overhead Doors; SOURCES 1: -
40 | Fossil Fuel (or Elec) Savings - increased use is negative (MMBtu/yr ¦ kWh/yr) | bar: 1; SOURCES 1
41 | Annual Fossil Fuel (or Elec) Savings per Elec (or FF) Savings - increased is negative (MMBtu/kWh ¦ kWh/MMBtu saved) | bar: 1; SOURCES 1
42 | bar: SOURCES 1
43 | EARLY-RETIREMENT RETROFIT MEASURE INPUTS | bar: SOURCES 1
44 | Baseline Equip. Life | bar: 1; SOURCES 1
45 | Baseline Equip. Age | bar: 1; SOURCES 1
46 | Baseline Cost | bar: 1; SOURCES 1
47 | Baseline Cost per kWh ¦ MMBtu saved | bar: 1; SOURCES 1
48 | Baseline shift savings factor (for RET) | bar: 1; SOURCES 1
49 | bar: SOURCES 1
50 | O&M INPUTS | bar: SOURCES 1
51 | Efficient Component 1 (description) | bar: 1; SOURCES 1
52 | Eff Component 1 Life (years) | bar: 1; SOURCES 1
53 | Eff Component 1 Replacement Cost | bar: 1; SOURCES 1
54 | Eff Component 1 Replacement Cost per kWh ¦ MMBtu saved | bar: 1; SOURCES 1
55 | Efficient Component 2 (description) | bar: 1; SOURCES 1
56 | Eff Component 2 Life (years) | bar: 1; SOURCES 1
57 | Eff Component 2 Replacement Cost | bar: 1; SOURCES 1
58 | Eff Component 2 Replacement Cost per kWh ¦ MMBtu saved | bar: 1; SOURCES 1
59 | Baseline Component 1 (description) | bar: 1; SOURCES 1
60 | Baseline Component 1 Life (years) | bar: 1; SOURCES 1
61 | Baseline Component 1 Replacement Cost | bar: 1; SOURCES 1
62 | Baseline Component 1 Replacement Cost per kWh ¦ MMBtu saved | bar: 1; SOURCES 1
63 | Baseline Component 2 (description) | bar: 1; SOURCES 1
64 | Baseline Component 2 Life (years) | bar: 1; SOURCES 1
65 | Baseline Component 2 Replacement Cost | bar: 1; SOURCES 1
66 | Baseline Component 2 Replacement Cost per kWh ¦ MMBtu saved | bar: 1; SOURCES 1
67 | O&M Annual Levelized Cost ($/kWh ¦ $/MMBtu) | bar: 1; SOURCES 1
68 | bar: SOURCES 1
69 | Water INPUTS | bar: SOURCES 1
70 | Water (gal/yr) | bar: 1; SOURCES 1
71 | Water [gal/yr per kWh ¦ MMBtu saved] | bar: 1; SOURCES 1
| ∆kWhcooling = (Q / EER) * (tstandard - tfast) * CD | 4: CFMtot = sqrt[ (CFMw) 2 + (CFMt 2 ) ]
| tstandard = CyclesPerDay * [Hd * 12 *(1 / Speedopen_standard + 1 / Speedclose_standard)] / 3600 | 4: CFMw = (vwc * Cwc)* Cv * Ad * (88 fpm/mph)
| tfast = CyclesPerDay * [Hd * 12 *(1 / Speedopen_fast + 1 / Speedclose_fast)] / 3600 | 4: CFMt = Ad * Cdc * (60 sec/min) * sqrt[2 * g * Hd/2 * (Toc - Tic) / (459.7 + Toc)]
Q = 4.5 * CFMtot *(hoc – hic) / (1,000 Btu/kBtu)
CALCULATIONS
| INPUTS/VARIABLES | 1: VALUE; 2: SOURCE; 3: DESCRIPTION
| Measure life | 1: 16; 2: IL TRM V12 pg. 990-999
| Incremental cost | 1: 105; 2: IL TRM V12 pg. 990-999
| CF | 1: 0.913; 2: IL TRM V12 pg. 990-999
| Q | 1: 107.6096; 2: IL TRM V12 pg. 990-999; 3: Rate of total heat transfer through the open entryway (kBtu/hr)
| EER | 1: 12; 2: IL TRM V12 pg. 990-999
| tstandard | 1: 0.4375; 2: IL TRM V12 pg. 990-999; 3: average hours per day the standard speed door is open (hr/day)
| tfast | 1: 0.1276; 2: IL TRM V12 pg. 990-999; 3: average hours per day the high speed door is open (hr/day)
| CD | 1: 300; 2: IL TRM V12 pg. 990-999; 3: cooling days per year, total days in year above balance point temperature (day)
| Cyclesperday | 1: 75; 2: IL TRM V12 pg. 990-999; 3: The number of door opening and closing cycles per day
| Hd | 1: 7; 2: IL TRM V12 pg. 990-999; 3: Height of doorway (ft)
| Speedopenstandard | 1: 8; 2: IL TRM V12 pg. 990-999
| Speedclosestandard | 1: 8; 2: IL TRM V12 pg. 990-999
| Speedopenfast | 1: 32; 2: IL TRM V12 pg. 990-999
| Speedclosefast | 1: 24; 2: IL TRM V12 pg. 990-999
| CFMtot | 1: 3105.6148; 2: IL TRM V12 pg. 990-999; 3: Total air flow through entryway (cfm), see calculation below
| hoc | 1: 36.2; 2: IL TRM V12 pg. 990-999; 3: Average enthalpy of outside air during the cooling season (Btu/lb)
| hic | 1: 28.5; 2: IL TRM V12 pg. 990-999; 3: Average enthalpy of indoor air, cooling season (Btu/lb)
IL TRM V12 pg. 990-999
| CFMw | 1: 1403.0533; 2: IL TRM V12 pg. 990-999
| vwc | 1: 4.19; 2: Table; 3: average wind speed during the cooling season based on entryway orientation (mph)
| cwc | 1: 0.2265; 2: Table; 3: Wind speed correction factor due to wind direction in cooling season (%)
| Cv | 1: 0.3; 2: IL TRM V12 pg. 990-999; 3: Effectiveness of openings
| CFMt | 1: 2770.6108; 2: IL TRM V12 pg. 990-999
| Ad | 1: 56; 2: IL TRM V12 pg. 990-999; 3: Area of the doorway
| g | 1: 32.3; 2: IL TRM V12 pg. 990-999; 3: Accelaration due to gravity
| Tic | 1: 72; 2: IL TRM V12 pg. 990-999; 3: Average indoor air temp
| Toc | 1: 81.1; 2: IL TRM V12 pg. 990-999; 3: Average outdoor air temp
| Cdc | 1: 0.42275; 2: IL TRM V12 pg. 990-999; 3: The discharge coefficient during the cooling season
| Zone | 1: CD (Balance Point Temperature); 6: hoc; 9: vwc; SOURCES 4: cwc
|  | 45 | 50 | 55 | 60 | 65 | 67 | 72 | 77 | N | E | S | W | Average | N | E | S | W | Average
| Rockford | 194 | 168 | 148 | 124 | 97 | 31.6 | 33 | 35.3 | 4.2 | 4.1 | 4.7 | 4.8 | 4.45 | 0.18 | 0.13 | 0.3 | 0.31 | 0.23
| Chicago | 194 | 173 | 153 | 127 | 95 | 32 | 33.6 | 35.4 | 4.7 | 4.5 | 5.4 | 4.6 | 4.8 | 0.18 | 0.17 | 0.36 | 0.26 | 0.2425
| Springfield | 214 | 194 | 174 | 148 | 114 | 31.9 | 34.6 | 36.6 | 4.1 | 3.7 | 6 | 5 | 4.7 | 0.17 | 0.12 | 0.46 | 0.21 | 0.24
| Belleville | 258 | 229 | 208 | 174 | 138 | 33.5 | 35 | 36.4 | 3.3 | 2.7 | 3.8 | 4.2 | 3.5 | 0.21 | 0.15 | 0.35 | 0.16 | 0.2175
| Marion | 222 | 201 | 181 | 158 | 130 | 34.6 | 36.2 | 37.7 | 3.1 | 2.9 | 4.4 | 3.6 | 3.5 | 0.18 | 0.15 | 0.37 | 0.11 | 0.2025
Average
hic
| Relative Humidity | CD (Balance Point Temperature) 45: 67; CD (Balance Point Temperature) 50: 72; CD (Balance Point Temperature) 55: 77
| 60 | CD (Balance Point Temperature) 45: 25.5; CD (Balance Point Temperature) 50: 28.5; CD (Balance Point Temperature) 55: 31.8
| 50 | CD (Balance Point Temperature) 45: 23.9; CD (Balance Point Temperature) 50: 26.6; CD (Balance Point Temperature) 55: 29.5
| 40 | CD (Balance Point Temperature) 45: 22.3; CD (Balance Point Temperature) 50: 24.7; CD (Balance Point Temperature) 55: 27.3
| delkWH | delkW | % Savings | Incremental Cost | Incremental Cost/kWh | Weighting
| 833.6938 | CD (Balance Point Temperature) 45: 0.10572; CD (Balance Point Temperature) 50: 0.70833; CD (Balance Point Temperature) 55: 5880; CD (Balance Point Temperature) 60: 7.0529
Note on C118: [Threaded comment] Your version of Excel allows you to read this threaded comment; however, any edits to it will get removed if the file is opened in a newer version of Excel. Learn more: https://go.microsoft.com/fwlink/?linkid=870924 Comment: IL TRM specific value
Note on C120: [Threaded comment] Your version of Excel allows you to read this threaded comment; however, any edits to it will get removed if the file is opened in a newer version of Excel. Learn more: https://go.microsoft.com/fwlink/?linkid=870924 Comment: Assuming a 12 EER for a Large CI CAC: https://www.energystar.gov/products/heating_cooling/light_commercial_heating_cooling/light_commercial_hvac_key_product_criteria
Note on C123: [Threaded comment] Your version of Excel allows you to read this threaded comment; however, any edits to it will get removed if the file is opened in a newer version of Excel. Learn more: https://go.microsoft.com/fwlink/?linkid=870924 Comment: Random assumption of 65 degree CD for PE. Likely to be higher, closer to 360
Note on C131: [Threaded comment] Your version of Excel allows you to read this threaded comment; however, any edits to it will get removed if the file is opened in a newer version of Excel. Learn more: https://go.microsoft.com/fwlink/?linkid=870924 Comment: Chosen a setpoint of 72, with highest humidity.
Note on C135: [Threaded comment] Your version of Excel allows you to read this threaded comment; however, any edits to it will get removed if the file is opened in a newer version of Excel. Learn more: https://go.microsoft.com/fwlink/?linkid=870924 Comment: Could not find PR specific values. Chosen a bad example of averaging IL cities. To be changed later
Note on C139: [Threaded comment] Your version of Excel allows you to read this threaded comment; however, any edits to it will get removed if the file is opened in a newer version of Excel. Learn more: https://go.microsoft.com/fwlink/?linkid=870924 Comment: Random assumption of a storefront door being 4ft by 8ft, and having two of them
Note on C141: [Threaded comment] Your version of Excel allows you to read this threaded comment; however, any edits to it will get removed if the file is opened in a newer version of Excel. Learn more: https://go.microsoft.com/fwlink/?linkid=870924 Comment: Assumption for PR C&I spaces
Note on C142: [Threaded comment] Your version of Excel allows you to read this threaded comment; however, any edits to it will get removed if the file is opened in a newer version of Excel. Learn more: https://go.microsoft.com/fwlink/?linkid=870924 Comment: https://www.weather.gov/wrh/Climate?wfo=sju Average temp of San Juan for 2000-2023

## CI High Speed Rollup Doors
| MEASURE GROUP DEFINITION |  |  |  | REGION | #REF!
| INPUT CELLS | CALCULATED CELLS
| MEASURE NAME | [10 empty] | TAB NAMING LOOKUPS (DEFINED BY OVERALL PROJECT, NOT SPECIFIC MEASURE)
| Short Name (Same as Tab Name!) | Long Name | Sector (full name) | Life | Life Source | [6 empty] | Fuel Type
| CI High Speed Rollup Doors | High Speed Overhead Doors | C&I | 15 | 3 | [6 empty] | Fuel | Electric | Gas | Oil | Propane
[12 empty] | Abbreviation | E | G | O | P
| TAB BREAKOUT |  |  |  |  | [PULL FORMULA DOWN] | [PULL FORMULA DOWN]
# | Primary Fuel | Secondary Fuel (blank OK) | End Use | Market (RET or MD) | Custom Field (blank OK) | Fuel Abbreviations | End Use Abbr. | UNIQUE MEASURE NAME | Long Name |  |  | Sector
1 | Electric |  | Refrigeration | RET |  | E | Refr | CI High Speed Rollup Doors_CI, E - Refr (RET) | High Speed Overhead Doors |  |  | Sector | Residential | C&I
2 | [11 empty] | Abbreviation | Res | CI
3
4 | [11 empty] | Market
5 | [11 empty] | Market | Retrofit | Market-Driven
6 | [11 empty] | Abbreviation | RET | MD
7
8 | [11 empty] | Building Types
9 | [11 empty] | Building Types | Single Family | Multifamily | LI Single Family | LI Multifamily | Small Education - College/University | Small Education - Other | Small Grocery | Small Health - Hospital | Small Health - Other | Small Industrial Manufacturing | Small Institutional/Public Service | Small Lodging | Small Miscellaneous/Other | Small Office | Small Restaurant | Small Retail | Small Warehouse | Large Education - College/University | Large Education - Other | Large Grocery | Large Health - Hospital | Large Health - Other | Large Industrial Manufacturing | Large Institutional/Public Service | Large Lodging | Large Miscellaneous/Other | Large Office | Large Restaurant | Large Retail | Large Warehouse
10
End Use
[12 empty] | End Use | Appliances | Cooking | Cooling | Exterior Lighting | Interior Lighting | Other | Plug Loads | Refrigeration | Space Heating | Ventilation | Water Heating | Drives | Motors and VFDs | Compressed Air Systems | Process Cooling and Refrigeration | Process Heating | Total Electric | Total Gas
[12 empty] | Abbreviation | Appl | Cook | Cool | ExtL | IntL | Oth | Plug | Refr | Heat | Vent | HWat | Driv | Motr | CAS | PrC | PrH | TotE | TotG
KEY FOR MEASURE DATA ROWS
CALCULATED FIELD
ENTER MANUALLY OR FORMULAICALLY FROM CALCULATIONS SECTION
MEASURE DATA
SOURCES
| GENERAL ('Measures' Sheet) INPUTS | 1 | 2 | 3 | 4 | 5 | 6 | 7 | 8 | 9 | 10 | 1 | 2 | 3 | 4 | 5 | 6 | 7 | 8 | 9 | 10
1 | Measure Name | 1: CI High Speed Rollup Doors_CI, E - Refr (RET); SOURCES 1: CI High Speed Rollup Doors_CI, E - Refr (RET)
2 | Measure Long Name | 1: High Speed Overhead Doors; SOURCES 1: -
3 | Parent Measure Name | bar: 1; SOURCES 1
4 | Parent Measure Long Name | bar: 1; SOURCES 1
5 | Sector | 1: C&I; SOURCES 1: -
6 | Description | 1: By installing a floating head pressure control (FHPCs) condenser system, the refrigeration system can change condensing temperatures in response to different outdoor temperatures.; SOURCES 1: -
7 | Life | 1: 15; SOURCES 1: -
8 | Exist. Life | bar: 1; SOURCES 1
9 | Primary Fuel | bar: 1 to SOURCES 1
10 | Secondary Fuel | bar: SOURCES 1
11 | Primary Fuel End Use | 1: Refrigeration; SOURCES 1: -
12 | Secondary Fuel End Use | bar: 1; SOURCES 1
13 | Elec Load Shape | bar: 1; SOURCES 1
14 | Fuel Switch (Y/N) | bar: 1; SOURCES 1
15 | Waste Heat Adjust. (Y/N) | bar: 1; SOURCES 1
16 | Depends On | bar: 1; SOURCES 1
17 | Links With | bar: 1; SOURCES 1
18 | Mutual Exclusivity | bar: 1; SOURCES 1
19 | bar: SOURCES 1
20 | GENERAL ('MeasChars' Sheet) INPUTS | 1: High Speed Overhead Doors; SOURCES 1: -
21 | Mkt (MD or RET) | 1: RET; SOURCES 1: -
22 | Target Markets (NC, RENO, REPL, RET) | 1: RET; SOURCES 1: -
23 | Baseline Description | 1: No floating head pressure control; SOURCES 1: -
24 | Efficient Description | 1: Install floating head pressure control; SOURCES 1: -
25 | Start Year | 1: #REF!; SOURCES 1: -
26 | End Year | 1: #REF!; SOURCES 1: -
27 | Building type assumed for characterization | 1: Large Grocery; SOURCES 1: -
28 | Units for Costs & Savings Values | bar: 1; SOURCES 1
29 | Efficient kW ¦ MMBtu | bar: 1; SOURCES 1
30 | Baseline kW ¦ MMBtu | bar: 1; SOURCES 1
31 | Full Load Hours | bar: 1; SOURCES 1
32 | kWh ¦ MMBtu Annual Savings | 1: #REF!; SOURCES 1: -
33 | % Savings (primary fuel) | 1: #REF!; SOURCES 1: 3,12
34 | Efficient Equip Cost | bar: 1; SOURCES 1
35 | Baseline Equip Cost | bar: 1; SOURCES 1
36 | Incremental Cost | 1: #REF!; SOURCES 1: -
37 | Incremental Cost per kWh ¦ MMBtu Saved | SOURCES 1: 12
38 | bar: SOURCES 1
39 | SECONDARY END-USE FUEL IMPACTS (MMBtu/kWh), OR Elec Impacts (kWh/MMBtu) | 1: High Speed Overhead Doors; SOURCES 1: -
40 | Fossil Fuel (or Elec) Savings - increased use is negative (MMBtu/yr ¦ kWh/yr) | bar: 1; SOURCES 1
41 | Annual Fossil Fuel (or Elec) Savings per Elec (or FF) Savings - increased is negative (MMBtu/kWh ¦ kWh/MMBtu saved) | bar: 1; SOURCES 1
42 | bar: SOURCES 1
43 | EARLY-RETIREMENT RETROFIT MEASURE INPUTS | bar: SOURCES 1
44 | Baseline Equip. Life | bar: 1; SOURCES 1
45 | Baseline Equip. Age | bar: 1; SOURCES 1
46 | Baseline Cost | bar: 1; SOURCES 1
47 | Baseline Cost per kWh ¦ MMBtu saved | bar: 1; SOURCES 1
48 | Baseline shift savings factor (for RET) | bar: 1; SOURCES 1
49 | bar: SOURCES 1
50 | O&M INPUTS | bar: SOURCES 1
51 | Efficient Component 1 (description) | bar: 1; SOURCES 1
52 | Eff Component 1 Life (years) | bar: 1; SOURCES 1
53 | Eff Component 1 Replacement Cost | bar: 1; SOURCES 1
54 | Eff Component 1 Replacement Cost per kWh ¦ MMBtu saved | bar: 1; SOURCES 1
55 | Efficient Component 2 (description) | bar: 1; SOURCES 1
56 | Eff Component 2 Life (years) | bar: 1; SOURCES 1
57 | Eff Component 2 Replacement Cost | bar: 1; SOURCES 1
58 | Eff Component 2 Replacement Cost per kWh ¦ MMBtu saved | bar: 1; SOURCES 1
59 | Baseline Component 1 (description) | bar: 1; SOURCES 1
60 | Baseline Component 1 Life (years) | bar: 1; SOURCES 1
61 | Baseline Component 1 Replacement Cost | bar: 1; SOURCES 1
62 | Baseline Component 1 Replacement Cost per kWh ¦ MMBtu saved | bar: 1; SOURCES 1
63 | Baseline Component 2 (description) | bar: 1; SOURCES 1
64 | Baseline Component 2 Life (years) | bar: 1; SOURCES 1
65 | Baseline Component 2 Replacement Cost | bar: 1; SOURCES 1
66 | Baseline Component 2 Replacement Cost per kWh ¦ MMBtu saved | bar: 1; SOURCES 1
67 | O&M Annual Levelized Cost ($/kWh ¦ $/MMBtu) | bar: 1; SOURCES 1
68 | bar: SOURCES 1
69 | Water INPUTS | bar: SOURCES 1
70 | Water (gal/yr) | bar: 1; SOURCES 1
71 | Water [gal/yr per kWh ¦ MMBtu saved] | bar: 1; SOURCES 1
CALCULATIONS
| INPUTS/VARIABLES | 1: VALUE; 2: SOURCE; 3: DESCRIPTION
| Measure life | 1: 16; 2: IL TRM V12 pg. 990-999
| Incremental cost | 1: 150; 2: IL TRM V12 pg. 990-999
| CF | 1: 1; 2: IL TRM V12 pg. 990-999
| q | 3: sensible and latent refrigeration load for fully established flow, Btu/h
| W | 1: 10; 3: Width of doorway
| H | 1: 10; 3: Height of doorway
| Qs | 1: Table; 3: Sensible heat load of infiltration air per square foot of door way opening; Outside air temp at 80F
| A | 1: 100
| Rs | 1: Table; 3: Sensible heat ratio of the infiltration air heat gain. Outside temp at 80F and rh of 80%
| Df | 1: Table
| n | 1: Table
| Dtb | 1: 1; 3: Decimal portion of time doorway is open in the baseline condition. Assumed to have strip curtains installed
| Dte | 1: 0.062292
| P | 1: 5.9; 3: Number of passages through doorway per hour. Custom input; assume 5.9 if unknown
| Tpe | 1: 7.5; 3: Door open to close time in seconds. Custom input; assume 7.5 seconds if unknown
| Toe | 1: 3; 3: Time door remains open in minutes. Custom input; assume 3 minutes if unknown
| Td | 1: 1; 3: Period of time considered in hours, 1 hr
| Dtm | 1: 0.012292; 3: decimal portion of time high speed door motor is operational
| Eb | 1: 0.85; 3: effectiveness of baseline open-doorway protective device (strip curtains). Equal to 0.85
| Ee | 1: 0; 3: effectiveness of efficient open-doorway protective device. Equal to 0, unless an additional protective device exists to limit infiltration during times when the high-speed door is open
| M | 1: 1.49; 3: operating input power of the high speed door motor, in kW
| t | 1: 2959; 3: hours per year when primary doors to the cooled space are open
| Equipment | 1: Qs; 2: Rs; 3: Df; 4: n; 5: q; 6: delkWh; 7: delkW; 8: % Savings; 9: Incremental Cost; 10: Incremental Cost/kWh; SOURCES 1: Weighting
| Freezer | 1: 0.9; 2: 0.59; 3: 0.8; 4: 2.4; 5: 18282.2527; 6: 21.7205; 7: 0.0073405; 9: 15000; 10: 690.592
| Cooler | 1: 0.3; 2: 0.47; 3: 1.1; 4: 1.6; 5: 7650.0206; 6: -25.0748; 7: -0.0084741; 9: 15000; 10: -598.2104
hic
| Relative Humidity | 1: 67; 2: 72; 3: 77
| 60 | 1: 25.5; 2: 28.5; 3: 31.8
| 50 | 1: 23.9; 2: 26.6; 3: 29.5
| 40 | 1: 22.3; 2: 24.7; 3: 27.3
| delkWH | 1: delkW; 2: % Savings; 3: Incremental Cost; 4: Incremental Cost/kWh; 5: Weighting
| #REF! | 1: #REF!; 3: 150; 4: #REF!
Note on C118: [Threaded comment] Your version of Excel allows you to read this threaded comment; however, any edits to it will get removed if the file is opened in a newer version of Excel. Learn more: https://go.microsoft.com/fwlink/?linkid=870924 Comment: IL TRM specific value

## CI Door Heater Controls
| MEASURE GROUP DEFINITION |  |  |  | REGION | #REF!
| INPUT CELLS | CALCULATED CELLS
| MEASURE NAME | [10 empty] | TAB NAMING LOOKUPS (DEFINED BY OVERALL PROJECT, NOT SPECIFIC MEASURE)
| Short Name (Same as Tab Name!) | Long Name | Sector (full name) | Life | Life Source | [6 empty] | Fuel Type
| CI Door Heater Controls | High Speed Overhead Doors | C&I | 16 | 3 | [6 empty] | Fuel | Electric | Gas | Oil | Propane
[12 empty] | Abbreviation | E | G | O | P
| TAB BREAKOUT |  |  |  |  | [PULL FORMULA DOWN] | [PULL FORMULA DOWN]
# | Primary Fuel | Secondary Fuel (blank OK) | End Use | Market (RET or MD) | Custom Field (blank OK) | Fuel Abbreviations | End Use Abbr. | UNIQUE MEASURE NAME | Long Name |  |  | Sector
1 | Electric |  | Refrigeration | RET |  | E | Refr | CI Door Heater Controls_CI, E - Refr (RET) | High Speed Overhead Doors |  |  | Sector | Residential | C&I
2 | [11 empty] | Abbreviation | Res | CI
3
4 | [11 empty] | Market
5 | [11 empty] | Market | Retrofit | Market-Driven
6 | [11 empty] | Abbreviation | RET | MD
7
8 | [11 empty] | Building Types
9 | [11 empty] | Building Types | Single Family | Multifamily | LI Single Family | LI Multifamily | Small Education - College/University | Small Education - Other | Small Grocery | Small Health - Hospital | Small Health - Other | Small Industrial Manufacturing | Small Institutional/Public Service | Small Lodging | Small Miscellaneous/Other | Small Office | Small Restaurant | Small Retail | Small Warehouse | Large Education - College/University | Large Education - Other | Large Grocery | Large Health - Hospital | Large Health - Other | Large Industrial Manufacturing | Large Institutional/Public Service | Large Lodging | Large Miscellaneous/Other | Large Office | Large Restaurant | Large Retail | Large Warehouse
10
End Use
[12 empty] | End Use | Appliances | Cooking | Cooling | Exterior Lighting | Interior Lighting | Other | Plug Loads | Refrigeration | Space Heating | Ventilation | Water Heating | Drives | Motors and VFDs | Compressed Air Systems | Process Cooling and Refrigeration | Process Heating | Total Electric | Total Gas
[12 empty] | Abbreviation | Appl | Cook | Cool | ExtL | IntL | Oth | Plug | Refr | Heat | Vent | HWat | Driv | Motr | CAS | PrC | PrH | TotE | TotG
KEY FOR MEASURE DATA ROWS
CALCULATED FIELD
ENTER MANUALLY OR FORMULAICALLY FROM CALCULATIONS SECTION
MEASURE DATA
SOURCES
| GENERAL ('Measures' Sheet) INPUTS | 1 | 2 | 3 | 4 | 5 | 6 | 7 | 8 | 9 | 10 | 1 | 2 | 3 | 4 | 5 | 6 | 7 | 8 | 9 | 10
1 | Measure Name | 1: CI Door Heater Controls_CI, E - Refr (RET); SOURCES 1: CI Door Heater Controls_CI, E - Refr (RET)
2 | Measure Long Name | 1: High Speed Overhead Doors; SOURCES 1: -
3 | Parent Measure Name | bar: 1; SOURCES 1
4 | Parent Measure Long Name | bar: 1; SOURCES 1
5 | Sector | 1: C&I; SOURCES 1: -
6 | Description | 1: By installing a floating head pressure control (FHPCs) condenser system, the refrigeration system can change condensing temperatures in response to different outdoor temperatures.; SOURCES 1: -
7 | Life | 1: 16; SOURCES 1: -
8 | Exist. Life | bar: 1; SOURCES 1
9 | Primary Fuel | bar: 1 to SOURCES 1
10 | Secondary Fuel | bar: SOURCES 1
11 | Primary Fuel End Use | 1: Refrigeration; SOURCES 1: -
12 | Secondary Fuel End Use | bar: 1; SOURCES 1
13 | Elec Load Shape | bar: 1; SOURCES 1
14 | Fuel Switch (Y/N) | bar: 1; SOURCES 1
15 | Waste Heat Adjust. (Y/N) | bar: 1; SOURCES 1
16 | Depends On | bar: 1; SOURCES 1
17 | Links With | bar: 1; SOURCES 1
18 | Mutual Exclusivity | bar: 1; SOURCES 1
19 | bar: SOURCES 1
20 | GENERAL ('MeasChars' Sheet) INPUTS | 1: High Speed Overhead Doors; SOURCES 1: -
21 | Mkt (MD or RET) | 1: RET; SOURCES 1: -
22 | Target Markets (NC, RENO, REPL, RET) | 1: RET; SOURCES 1: -
23 | Baseline Description | 1: No floating head pressure control; SOURCES 1: -
24 | Efficient Description | 1: Install floating head pressure control; SOURCES 1: -
25 | Start Year | 1: #REF!; SOURCES 1: -
26 | End Year | 1: #REF!; SOURCES 1: -
27 | Building type assumed for characterization | 1: Large Grocery; SOURCES 1: -
28 | Units for Costs & Savings Values | bar: 1; SOURCES 1
29 | Efficient kW ¦ MMBtu | bar: 1; SOURCES 1
30 | Baseline kW ¦ MMBtu | bar: 1; SOURCES 1
31 | Full Load Hours | bar: 1; SOURCES 1
32 | kWh ¦ MMBtu Annual Savings | 1: 679.2773; SOURCES 1: -
33 | % Savings (primary fuel) | 1: 45%; SOURCES 1: 3,12
34 | Efficient Equip Cost | bar: 1; SOURCES 1
35 | Baseline Equip Cost | bar: 1; SOURCES 1
36 | Incremental Cost | 1: 83.2567; SOURCES 1: -
37 | Incremental Cost per kWh ¦ MMBtu Saved | 1: 0.17883; SOURCES 1: 12
38 | bar: SOURCES 1
39 | SECONDARY END-USE FUEL IMPACTS (MMBtu/kWh), OR Elec Impacts (kWh/MMBtu) | 1: High Speed Overhead Doors; SOURCES 1: -
40 | Fossil Fuel (or Elec) Savings - increased use is negative (MMBtu/yr ¦ kWh/yr) | bar: 1; SOURCES 1
41 | Annual Fossil Fuel (or Elec) Savings per Elec (or FF) Savings - increased is negative (MMBtu/kWh ¦ kWh/MMBtu saved) | bar: 1; SOURCES 1
42 | bar: SOURCES 1
43 | EARLY-RETIREMENT RETROFIT MEASURE INPUTS | bar: SOURCES 1
44 | Baseline Equip. Life | bar: 1; SOURCES 1
45 | Baseline Equip. Age | bar: 1; SOURCES 1
46 | Baseline Cost | bar: 1; SOURCES 1
47 | Baseline Cost per kWh ¦ MMBtu saved | bar: 1; SOURCES 1
48 | Baseline shift savings factor (for RET) | bar: 1; SOURCES 1
49 | bar: SOURCES 1
50 | O&M INPUTS | bar: SOURCES 1
51 | Efficient Component 1 (description) | bar: 1; SOURCES 1
52 | Eff Component 1 Life (years) | bar: 1; SOURCES 1
53 | Eff Component 1 Replacement Cost | bar: 1; SOURCES 1
54 | Eff Component 1 Replacement Cost per kWh ¦ MMBtu saved | bar: 1; SOURCES 1
55 | Efficient Component 2 (description) | bar: 1; SOURCES 1
56 | Eff Component 2 Life (years) | bar: 1; SOURCES 1
57 | Eff Component 2 Replacement Cost | bar: 1; SOURCES 1
58 | Eff Component 2 Replacement Cost per kWh ¦ MMBtu saved | bar: 1; SOURCES 1
59 | Baseline Component 1 (description) | bar: 1; SOURCES 1
60 | Baseline Component 1 Life (years) | bar: 1; SOURCES 1
61 | Baseline Component 1 Replacement Cost | bar: 1; SOURCES 1
62 | Baseline Component 1 Replacement Cost per kWh ¦ MMBtu saved | bar: 1; SOURCES 1
63 | Baseline Component 2 (description) | bar: 1; SOURCES 1
64 | Baseline Component 2 Life (years) | bar: 1; SOURCES 1
65 | Baseline Component 2 Replacement Cost | bar: 1; SOURCES 1
66 | Baseline Component 2 Replacement Cost per kWh ¦ MMBtu saved | bar: 1; SOURCES 1
67 | O&M Annual Levelized Cost ($/kWh ¦ $/MMBtu) | bar: 1; SOURCES 1
68 | bar: SOURCES 1
69 | Water INPUTS | bar: SOURCES 1
70 | Water (gal/yr) | bar: 1; SOURCES 1
71 | Water [gal/yr per kWh ¦ MMBtu saved] | bar: 1; SOURCES 1
ΔkWH = kWbase * NUMdoors * ESF * BF * 8766
CALCULATIONS
| INPUTS/VARIABLES | 1: VALUE; 2: SOURCE; 3: DESCRIPTION
| Measure life | 1: 16; 2: IL TRM V12 pg. 800-802
| Incremental cost | 1: 150; 2: IL TRM V12 pg. 800-802
| CF | 1: 0.44; 2: IL TRM V12 pg. 800-802
| kWbase | 1: Table; 2: IL TRM V12 pg. 800-802; 3: Connected load kW for typical reach-in refrigerator or freezer door and frame with a heater
| NUMdoors | 1: 1; 2: IL TRM V12 pg. 800-802; 3: Number of reach-in refrigerator or freezer doors controlled by sensor
| ESF | 1: 0.45; 2: IL TRM V12 pg. 800-802; 3: Energy Savings Factor; represents the percentage of hours annually that the door heater is powered off due to the controls
| BF | 1: Table; 2: IL TRM V12 pg. 800-802; 3: Bonus Factor; represents the increased savings due to reduction in cooling load inside the cases, and the increase in cooling load in the building space to cool the additional heat generated by the door heaters
| Definition | 1: Representative Evaporator Temperature Range, °F; 2: Typical Uses; 3: BF; 4: kWbase; 5: delkWh; 6: delkW; 7: % Savings; 8: Incremental Cost; 9: Incremental Cost/kWh; 10: Weighting
| Low | 1: minus 35 to 0; 2: Freezers for times such as frozen pizza, ice cream, etc; 3: 1.5; 4: 0.23; 5: 1360.9215; 6: 0.06831; 7: 0.45; 8: 90.77; 9: 0.066697; 10: 0.33333
| Medium | 1: 0 to minus 20; 2: Coolers for items such as meat, milk, dairy, etc; 3: 1.3; 4: 0.066; 5: 338.4553; 6: 0.016988; 7: 0.45; 8: 79.5; 9: 0.23489; 10: 0.33333
| High | 1: 20 to minus 45; 2: Coolers for items such as floral, produce and meat preparation rooms; 3: 1.3; 4: 0.066; 5: 338.4553; 6: 0.016988; 7: 0.45; 8: 79.5; 9: 0.23489; 10: 0.33333
| WEIGHTED AVERAGE | 5: 679.2773; 6: 0.034096; 7: 0.45; 8: 83.2567; 9: 0.17883
hic
| Relative Humidity | 1: 67; 2: 72; 3: 77
| 60 | 1: 25.5; 2: 28.5; 3: 31.8
| 50 | 1: 23.9; 2: 26.6; 3: 29.5
| 40 | 1: 22.3; 2: 24.7; 3: 27.3
| delkWH | 1: delkW; 2: % Savings; 3: Incremental Cost; 4: Incremental Cost/kWh; 5: Weighting
| #REF! | 1: #REF!; 3: 150; 4: #REF!
Note on C113: [Threaded comment] Your version of Excel allows you to read this threaded comment; however, any edits to it will get removed if the file is opened in a newer version of Excel. Learn more: https://go.microsoft.com/fwlink/?linkid=870924 Comment: IL TRM specific value
Note on C115: [Threaded comment] Your version of Excel allows you to read this threaded comment; however, any edits to it will get removed if the file is opened in a newer version of Excel. Learn more: https://go.microsoft.com/fwlink/?linkid=870924 Comment: Measure evaluated for the unitary condition
Note on C116: [Threaded comment] Your version of Excel allows you to read this threaded comment; however, any edits to it will get removed if the file is opened in a newer version of Excel. Learn more: https://go.microsoft.com/fwlink/?linkid=870924 Comment: Region agnostic value from NEEP study: 9 Difference in effective runtime of an uncontrolled heater and all control style heater controls. Anti-sweat door heater control reduced run time. The Cadmus Group, Commercial Refrigeration Loadshape Project Final Report, Northeast Energy Efficiency Partnerships, Regional Evaluation, Measurement, and Verification Forum, Lexington, MA 2015. Page 69, Section 4.1.4, Table 37

## CI ECM Coolers Freezers
| MEASURE GROUP DEFINITION |  |  |  | REGION | #REF!
| INPUT CELLS | CALCULATED CELLS
| MEASURE NAME | [10 empty] | TAB NAMING LOOKUPS (DEFINED BY OVERALL PROJECT, NOT SPECIFIC MEASURE)
| Short Name (Same as Tab Name!) | Long Name | Sector (full name) | Life | Life Source | [6 empty] | Fuel Type
| CI ECM Coolers Freezers | High Speed Overhead Doors | C&I | 15 | 3 | [6 empty] | Fuel | Electric | Gas | Oil | Propane
[12 empty] | Abbreviation | E | G | O | P
| TAB BREAKOUT |  |  |  |  | [PULL FORMULA DOWN] | [PULL FORMULA DOWN]
# | Primary Fuel | Secondary Fuel (blank OK) | End Use | Market (RET or MD) | Custom Field (blank OK) | Fuel Abbreviations | End Use Abbr. | UNIQUE MEASURE NAME | Long Name |  |  | Sector
1 | Electric |  | Refrigeration | RET |  | E | Refr | CI ECM Coolers Freezers_CI, E - Refr (RET) | High Speed Overhead Doors |  |  | Sector | Residential | C&I
2 | [11 empty] | Abbreviation | Res | CI
3
4 | [11 empty] | Market
5 | [11 empty] | Market | Retrofit | Market-Driven
6 | [11 empty] | Abbreviation | RET | MD
7
8 | [11 empty] | Building Types
9 | [11 empty] | Building Types | Single Family | Multifamily | LI Single Family | LI Multifamily | Small Education - College/University | Small Education - Other | Small Grocery | Small Health - Hospital | Small Health - Other | Small Industrial Manufacturing | Small Institutional/Public Service | Small Lodging | Small Miscellaneous/Other | Small Office | Small Restaurant | Small Retail | Small Warehouse | Large Education - College/University | Large Education - Other | Large Grocery | Large Health - Hospital | Large Health - Other | Large Industrial Manufacturing | Large Institutional/Public Service | Large Lodging | Large Miscellaneous/Other | Large Office | Large Restaurant | Large Retail | Large Warehouse
10
End Use
[12 empty] | End Use | Appliances | Cooking | Cooling | Exterior Lighting | Interior Lighting | Other | Plug Loads | Refrigeration | Space Heating | Ventilation | Water Heating | Drives | Motors and VFDs | Compressed Air Systems | Process Cooling and Refrigeration | Process Heating | Total Electric | Total Gas
[12 empty] | Abbreviation | Appl | Cook | Cool | ExtL | IntL | Oth | Plug | Refr | Heat | Vent | HWat | Driv | Motr | CAS | PrC | PrH | TotE | TotG
KEY FOR MEASURE DATA ROWS
CALCULATED FIELD
ENTER MANUALLY OR FORMULAICALLY FROM CALCULATIONS SECTION
MEASURE DATA
SOURCES
| GENERAL ('Measures' Sheet) INPUTS | 1 | 2 | 3 | 4 | 5 | 6 | 7 | 8 | 9 | 10 | 1 | 2 | 3 | 4 | 5 | 6 | 7 | 8 | 9 | 10
1 | Measure Name | 1: CI ECM Coolers Freezers_CI, E - Refr (RET); SOURCES 1: CI ECM Coolers Freezers_CI, E - Refr (RET)
2 | Measure Long Name | 1: High Speed Overhead Doors; SOURCES 1: -
3 | Parent Measure Name | bar: 1; SOURCES 1
4 | Parent Measure Long Name | bar: 1; SOURCES 1
5 | Sector | 1: C&I; SOURCES 1: -
6 | Description | 1: By installing a floating head pressure control (FHPCs) condenser system, the refrigeration system can change condensing temperatures in response to different outdoor temperatures.; SOURCES 1: -
7 | Life | 1: 15; SOURCES 1: -
8 | Exist. Life | bar: 1; SOURCES 1
9 | Primary Fuel | bar: 1 to SOURCES 1
10 | Secondary Fuel | bar: SOURCES 1
11 | Primary Fuel End Use | 1: Refrigeration; SOURCES 1: -
12 | Secondary Fuel End Use | bar: 1; SOURCES 1
13 | Elec Load Shape | bar: 1; SOURCES 1
14 | Fuel Switch (Y/N) | bar: 1; SOURCES 1
15 | Waste Heat Adjust. (Y/N) | bar: 1; SOURCES 1
16 | Depends On | bar: 1; SOURCES 1
17 | Links With | bar: 1; SOURCES 1
18 | Mutual Exclusivity | bar: 1; SOURCES 1
19 | bar: SOURCES 1
20 | GENERAL ('MeasChars' Sheet) INPUTS | 1: High Speed Overhead Doors; SOURCES 1: -
21 | Mkt (MD or RET) | 1: RET; SOURCES 1: -
22 | Target Markets (NC, RENO, REPL, RET) | 1: RET; SOURCES 1: -
23 | Baseline Description | 1: No floating head pressure control; SOURCES 1: -
24 | Efficient Description | 1: Install floating head pressure control; SOURCES 1: -
25 | Start Year | 1: #REF!; SOURCES 1: -
26 | End Year | 1: #REF!; SOURCES 1: -
27 | Building type assumed for characterization | 1: Large Grocery; SOURCES 1: -
28 | Units for Costs & Savings Values | bar: 1; SOURCES 1
29 | Efficient kW ¦ MMBtu | bar: 1; SOURCES 1
30 | Baseline kW ¦ MMBtu | bar: 1; SOURCES 1
31 | Full Load Hours | bar: 1; SOURCES 1
32 | kWh ¦ MMBtu Annual Savings | 1: 2952; SOURCES 1: -
33 | % Savings (primary fuel) | 1: 0%; SOURCES 1: 3,12
34 | Efficient Equip Cost | bar: 1; SOURCES 1
35 | Baseline Equip Cost | bar: 1; SOURCES 1
36 | Incremental Cost | 1: 304.59; SOURCES 1: -
37 | Incremental Cost per kWh ¦ MMBtu Saved | 1: 0.16769; SOURCES 1: 12
38 | bar: SOURCES 1
39 | SECONDARY END-USE FUEL IMPACTS (MMBtu/kWh), OR Elec Impacts (kWh/MMBtu) | 1: High Speed Overhead Doors; SOURCES 1: -
40 | Fossil Fuel (or Elec) Savings - increased use is negative (MMBtu/yr ¦ kWh/yr) | bar: 1; SOURCES 1
41 | Annual Fossil Fuel (or Elec) Savings per Elec (or FF) Savings - increased is negative (MMBtu/kWh ¦ kWh/MMBtu saved) | bar: 1; SOURCES 1
42 | bar: SOURCES 1
43 | EARLY-RETIREMENT RETROFIT MEASURE INPUTS | bar: SOURCES 1
44 | Baseline Equip. Life | bar: 1; SOURCES 1
45 | Baseline Equip. Age | bar: 1; SOURCES 1
46 | Baseline Cost | bar: 1; SOURCES 1
47 | Baseline Cost per kWh ¦ MMBtu saved | bar: 1; SOURCES 1
48 | Baseline shift savings factor (for RET) | bar: 1; SOURCES 1
49 | bar: SOURCES 1
50 | O&M INPUTS | bar: SOURCES 1
51 | Efficient Component 1 (description) | bar: 1; SOURCES 1
52 | Eff Component 1 Life (years) | bar: 1; SOURCES 1
53 | Eff Component 1 Replacement Cost | bar: 1; SOURCES 1
54 | Eff Component 1 Replacement Cost per kWh ¦ MMBtu saved | bar: 1; SOURCES 1
55 | Efficient Component 2 (description) | bar: 1; SOURCES 1
56 | Eff Component 2 Life (years) | bar: 1; SOURCES 1
57 | Eff Component 2 Replacement Cost | bar: 1; SOURCES 1
58 | Eff Component 2 Replacement Cost per kWh ¦ MMBtu saved | bar: 1; SOURCES 1
59 | Baseline Component 1 (description) | bar: 1; SOURCES 1
60 | Baseline Component 1 Life (years) | bar: 1; SOURCES 1
61 | Baseline Component 1 Replacement Cost | bar: 1; SOURCES 1
62 | Baseline Component 1 Replacement Cost per kWh ¦ MMBtu saved | bar: 1; SOURCES 1
63 | Baseline Component 2 (description) | bar: 1; SOURCES 1
64 | Baseline Component 2 Life (years) | bar: 1; SOURCES 1
65 | Baseline Component 2 Replacement Cost | bar: 1; SOURCES 1
66 | Baseline Component 2 Replacement Cost per kWh ¦ MMBtu saved | bar: 1; SOURCES 1
67 | O&M Annual Levelized Cost ($/kWh ¦ $/MMBtu) | bar: 1; SOURCES 1
68 | bar: SOURCES 1
69 | Water INPUTS | bar: SOURCES 1
70 | Water (gal/yr) | bar: 1; SOURCES 1
71 | Water [gal/yr per kWh ¦ MMBtu saved] | bar: 1; SOURCES 1
ΔkWh = Savings per motor * motors
CALCULATIONS
| INPUTS/VARIABLES | 1: VALUE; 2: SOURCE; 3: DESCRIPTION
| Measure life | 1: 15; 2: IL TRM V12 pg. 800-802
| Incremental cost | 1: 304.59; 2: IL TRM V12 pg. 800-802
| CF | 1: 1; 2: IL TRM V12 pg. 800-802
| Savings/motor | 1: Table; 2: IL TRM V12 pg. 800-802; 3: Connected load kW for typical reach-in refrigerator or freezer door and frame with a heater
| Motors | 1: 1; 2: IL TRM V12 pg. 800-802; 3: Number of reach-in refrigerator or freezer doors controlled by sensor
| ESF | 1: 0.45; 2: IL TRM V12 pg. 800-802; 3: Energy Savings Factor; represents the percentage of hours annually that the door heater is powered off due to the controls
| BF | 1: Table; 2: IL TRM V12 pg. 800-802; 3: Bonus Factor; represents the increased savings due to reduction in cooling load inside the cases, and the increase in cooling load in the building space to cool the additional heat generated by the door heaters
| Evaporator Fan Motor Rating | 1: Annual Savings/motor; 2: Peak kW Savings/motor; 3: delkWh; 4: delkW; 5: % Savings; 6: Incremental Cost; 7: Incremental Cost/kWh; 8: Weighting
| 16W | 1: 652; 2: 0.074; 3: 652; 4: 0.074; 7: 0.46716; 8: 0.16667
| 1/15 - 1/20 HP | 1: 1586; 2: 0.181; 3: 1586; 4: 0.181; 7: 0.19205; 8: 0.16667
| 1/5 HP | 1: 2320; 2: 0.265; 3: 2320; 4: 0.265; 7: 0.13129; 8: 0.16667
| 1/3 HP | 1: 3380; 2: 0.386; 3: 3380; 4: 0.386; 7: 0.090115; 8: 0.16667
| 1/2 HP | 1: 4481; 2: 0.512; 3: 4481; 4: 0.512; 7: 0.067974; 8: 0.16667
| 3/4 HP | 1: 5293; 2: 0.604; 3: 5293; 4: 0.604; 7: 0.057546; 8: 0.16667
| WEIGHTED AVERAGE | 3: 2952; 4: 0.337; 5: 0; 6: 0; 7: 0.16769
hic
| Relative Humidity | 1: 67; 2: 72; 3: 77
| 60 | 1: 25.5; 2: 28.5; 3: 31.8
| 50 | 1: 23.9; 2: 26.6; 3: 29.5
| 40 | 1: 22.3; 2: 24.7; 3: 27.3
| delkWH | 1: delkW; 2: % Savings; 3: Incremental Cost; 4: Incremental Cost/kWh; 5: Weighting
| #REF! | 1: #REF!; 3: 304.59; 4: #REF!
Note on C112: [Threaded comment] Your version of Excel allows you to read this threaded comment; however, any edits to it will get removed if the file is opened in a newer version of Excel. Learn more: https://go.microsoft.com/fwlink/?linkid=870924 Comment: IL TRM specific value
Note on C114: [Threaded comment] Your version of Excel allows you to read this threaded comment; however, any edits to it will get removed if the file is opened in a newer version of Excel. Learn more: https://go.microsoft.com/fwlink/?linkid=870924 Comment: Measure evaluated for the unitary condition
Note on C115: [Threaded comment] Your version of Excel allows you to read this threaded comment; however, any edits to it will get removed if the file is opened in a newer version of Excel. Learn more: https://go.microsoft.com/fwlink/?linkid=870924 Comment: Region agnostic value from NEEP study: 9 Difference in effective runtime of an uncontrolled heater and all control style heater controls. Anti-sweat door heater control reduced run time. The Cadmus Group, Commercial Refrigeration Loadshape Project Final Report, Northeast Energy Efficiency Partnerships, Regional Evaluation, Measurement, and Verification Forum, Lexington, MA 2015. Page 69, Section 4.1.4, Table 37

## CI Glass Door Ref and Freezers
| MEASURE GROUP DEFINITION |  |  |  | REGION | #REF!
| INPUT CELLS | CALCULATED CELLS
| MEASURE NAME | [10 empty] | TAB NAMING LOOKUPS (DEFINED BY OVERALL PROJECT, NOT SPECIFIC MEASURE)
| Short Name (Same as Tab Name!) | Long Name | Sector (full name) | Life | Life Source | [6 empty] | Fuel Type
| CI Glass Door Ref and Freezers | Commercial Solid and Glass Refrigerators and Freezers | C&I | 12 | 9 | [6 empty] | Fuel | Electric | Gas | Oil | Propane
[12 empty] | Abbreviation | E | G | O | P
| TAB BREAKOUT |  |  |  |  | [PULL FORMULA DOWN] | [PULL FORMULA DOWN]
# | Primary Fuel | Secondary Fuel (blank OK) | End Use | Market (RET or MD) | Custom Field (blank OK) | Fuel Abbreviations | End Use Abbr. | UNIQUE MEASURE NAME | Long Name |  |  | Sector
1 | Electric |  | Refrigeration | MD |  | E | Refr | CI Glass Door Ref and Freezers_CI, E - Refr (MD) | Commercial Solid and Glass Refrigerators and Freezers |  |  | Sector | Residential | C&I
2 | [11 empty] | Abbreviation | Res | CI
3
4 | [11 empty] | Market
5 | [11 empty] | Market | Retrofit | Market-Driven
6 | [11 empty] | Abbreviation | RET | MD
7
8 | [11 empty] | Building Types
9 | [11 empty] | Building Types | Single Family | Multifamily | LI Single Family | LI Multifamily | Small Education - College/University | Small Education - Other | Small Grocery | Small Health - Hospital | Small Health - Other | Small Industrial Manufacturing | Small Institutional/Public Service | Small Lodging | Small Miscellaneous/Other | Small Office | Small Restaurant | Small Retail | Small Warehouse | Large Education - College/University | Large Education - Other | Large Grocery | Large Health - Hospital | Large Health - Other | Large Industrial Manufacturing | Large Institutional/Public Service | Large Lodging | Large Miscellaneous/Other | Large Office | Large Restaurant | Large Retail | Large Warehouse
10
End Use
[12 empty] | End Use | Appliances | Cooking | Cooling | Exterior Lighting | Interior Lighting | Other | Plug Loads | Refrigeration | Space Heating | Ventilation | Water Heating | Drives | Motors and VFDs | Compressed Air Systems | Process Cooling and Refrigeration | Process Heating | Total Electric | Total Gas
[12 empty] | Abbreviation | Appl | Cook | Cool | ExtL | IntL | Oth | Plug | Refr | Heat | Vent | HWat | Driv | Motr | CAS | PrC | PrH | TotE | TotG
KEY FOR MEASURE DATA ROWS
CALCULATED FIELD
ENTER MANUALLY OR FORMULAICALLY FROM CALCULATIONS SECTION
MEASURE DATA
SOURCES
| GENERAL ('Measures' Sheet) INPUTS | 1 | 2 | 3 | 4 | 5 | 6 | 7 | 8 | 9 | 10 | 1 | 2 | 3 | 4 | 5 | 6 | 7 | 8 | 9 | 10
1 | Measure Name | 1: CI Glass Door Ref and Freezers_CI, E - Refr (MD); SOURCES 1: CI Glass Door Ref and Freezers_CI, E - Refr (MD)
2 | Measure Long Name | 1: Commercial Solid and Glass Refrigerators and Freezers; SOURCES 1: -
3 | Parent Measure Name | 1: CI Glass Door Ref and Freezers_CI, E - Refr (MD); SOURCES 1: -
4 | Parent Measure Long Name | 1: Commercial Solid and Glass Refrigerators and Freezers; SOURCES 1: -
5 | Sector | 1: C&I; SOURCES 1: -
6 | Description | 1: This measure includes the replacement of failed refrigerators or freezers in commercial buildings, as well as installation of high efficiency refrigerators and freezers in new buildings. New units will include at least no-sweat door controls, evaporator fan motor controls, ECM motors, etc; SOURCES 1: -
7 | Life | 1: 12; SOURCES 1: -
8 | Exist. Life | bar: SOURCES 1
9 | Primary Fuel | bar: 1 to SOURCES 1
10 | Secondary Fuel | bar: 1 to SOURCES 1
11 | Primary Fuel End Use | 1: Refrigeration; SOURCES 1: -
12 | Secondary Fuel End Use | bar: SOURCES 1
13 | Elec Load Shape | bar: SOURCES 1
14 | Fuel Switch (Y/N) | bar: SOURCES 1
15 | Waste Heat Adjust. (Y/N) | bar: SOURCES 1
16 | Depends On | bar: SOURCES 1
17 | Links With | bar: SOURCES 1
18 | Mutual Exclusivity | bar: SOURCES 1
19 | bar: SOURCES 1
20 | GENERAL ('MeasChars' Sheet) INPUTS | 1: Commercial Solid and Glass Refrigerators and Freezers; SOURCES 1: -
21 | Mkt (MD or RET) | bar: 1 to SOURCES 1
22 | Target Markets (NC, RENO, REPL, RET) | 1: NC, RENO, REPL; SOURCES 1: -
23 | Baseline Description | 1: Federal standard efficiency vertical closed and horizontal closed commercial refrigerators with transparent or solid doors and self-contained condensing units; SOURCES 1: -
24 | Efficient Description | 1: ENERGY STAR vertical closed and horizontal closed commercial refrigerators with transparent or solid doors and self-contained condensing units; SOURCES 1: -
25 | Start Year | 1: #REF!; SOURCES 1: -
26 | End Year | 1: #REF!; SOURCES 1: -
27 | Building type assumed for characterization | 1: Small Restaurant; SOURCES 1: -
28 | Units for Costs & Savings Values | bar: SOURCES 1
29 | Efficient kW ¦ MMBtu | bar: SOURCES 1
30 | Baseline kW ¦ MMBtu | bar: SOURCES 1
31 | Full Load Hours | bar: SOURCES 1
32 | kWh ¦ MMBtu Annual Savings | 1: 549.982; SOURCES 1: -
33 | % Savings (primary fuel) | 1: 24.4%; SOURCES 1: 3,9
34 | Efficient Equip Cost | bar: SOURCES 1
35 | Baseline Equip Cost | bar: SOURCES 1
36 | Incremental Cost | 1: 153.6875; SOURCES 1: -
37 | Incremental Cost per kWh ¦ MMBtu Saved | 1: 0.32147; SOURCES 1: 9
38 | bar: SOURCES 1
39 | SECONDARY END-USE FUEL IMPACTS (MMBtu/kWh), OR Elec Impacts (kWh/MMBtu) | 1: Commercial Solid and Glass Refrigerators and Freezers; SOURCES 1: -
40 | Fossil Fuel (or Elec) Savings - increased use is negative (MMBtu/yr ¦ kWh/yr) | 1: 0; SOURCES 1: -
41 | Annual Fossil Fuel (or Elec) Savings per Elec (or FF) Savings - increased is negative (MMBtu/kWh ¦ kWh/MMBtu saved) | 1: 0; SOURCES 1: -
42 | bar: SOURCES 1
43 | EARLY-RETIREMENT RETROFIT MEASURE INPUTS | bar: SOURCES 1
44 | Baseline Equip. Life | 1: 0; SOURCES 1: -
45 | Baseline Equip. Age | 1: 0; SOURCES 1: -
46 | Baseline Cost | bar: SOURCES 1
47 | Baseline Cost per kWh ¦ MMBtu saved | 1: 0; SOURCES 1: -
48 | Baseline shift savings factor (for RET) | 1: 0; SOURCES 1: -
49 | bar: SOURCES 1
50 | O&M INPUTS | bar: SOURCES 1
51 | Efficient Component 1 (description) | bar: SOURCES 1
52 | Eff Component 1 Life (years) | bar: SOURCES 1
53 | Eff Component 1 Replacement Cost | bar: SOURCES 1
54 | Eff Component 1 Replacement Cost per kWh ¦ MMBtu saved | bar: SOURCES 1
55 | Efficient Component 2 (description) | bar: SOURCES 1
56 | Eff Component 2 Life (years) | bar: SOURCES 1
57 | Eff Component 2 Replacement Cost | bar: SOURCES 1
58 | Eff Component 2 Replacement Cost per kWh ¦ MMBtu saved | bar: SOURCES 1
59 | Baseline Component 1 (description) | bar: SOURCES 1
60 | Baseline Component 1 Life (years) | bar: SOURCES 1
61 | Baseline Component 1 Replacement Cost | bar: SOURCES 1
62 | Baseline Component 1 Replacement Cost per kWh ¦ MMBtu saved | bar: SOURCES 1
63 | Baseline Component 2 (description) | bar: SOURCES 1
64 | Baseline Component 2 Life (years) | bar: SOURCES 1
65 | Baseline Component 2 Replacement Cost | bar: SOURCES 1
66 | Baseline Component 2 Replacement Cost per kWh ¦ MMBtu saved | bar: SOURCES 1
67 | O&M Annual Levelized Cost ($/kWh ¦ $/MMBtu) | bar: SOURCES 1
68 | bar: SOURCES 1
69 | Water INPUTS | bar: SOURCES 1
70 | Water (gal/yr) | 1: 0; SOURCES 1: -
71 | Water [gal/yr per kWh ¦ MMBtu saved] | 1: 0; SOURCES 1: -
ΔkWh = (kWhbase – kWhee) * 365.25
CALCULATIONS
| INPUTS/VARIABLES | 1: VALUE; 2: SOURCE; 3: DESCRIPTION
| Measure life | 1: 12; 2: IL TRM V12 pg. 98-101
| Incremental cost | 1: Table; 2: IL TRM V12 pg. 98-101
| CF | 1: 0.937; 2: IL TRM V12 pg. 98-101
| kWhbase | 1: Table; 2: IL TRM V12 pg. 98-101; 3: Maximum kWh consumption per 100 pounds of ice for the baseline equipment
| kWhee | 1: Table; 2: IL TRM V12 pg. 98-101; 3: Maximum kWh consumption per 100 pounds of ice for the efficient equipment
| V | 1: Actual; 2: IL TRM V12 pg. 98-101; 3: The chilled or frozen compartment volume (ft3) (as defined in the Association of Home Appliance Manufacturers Standard HRF1–1979)
| Hours | 1: 8766; 2: IL TRM V12 pg. 98-101; 3: Annual operating hours
| System | Type | Volume Bin | kWhbase | kWhee | V | kWhbase | kWhee | delkWh | delkW | % Savings | Incremental Cost | Incremental Cost/kWh | Weighting
| Refrigerator | Solid Door | 0 < V < 15 | 0.05*V+1.36 | <=0.0267*V+0.8 | 10 | 1.86 | 1.067 | 289.6432 | 0.03096 | 42.63% | 53 | 0.18298 | 0.0625
| Refrigerator | Solid Door | 15 <= V < 30 | 0.05*V+1.36 | <=0.05*V+0.45 | 22 | 2.46 | 1.55 | 332.3775 | 0.035528 | 36.99% | 121 | 0.36404 | 0.0625
| Refrigerator | Solid Door | 30 <= V < 50 | 0.05*V+1.36 | <=0.05*V+0.45 | 40 | 3.36 | 2.45 | 332.3775 | 0.035528 | 27.08% | 247 | 0.74313 | 0.0625
| Refrigerator | Solid Door | V >= 50 | 0.05*V+1.36 | <=0.025*V+1.6991 | 60 | 4.36 | 3.1991 | 424.0187 | 0.045323 | 26.63% | 401 | 0.94571 | 0.0625
| Refrigerator | Glass Door | 0 < V < 15 | 0.1*V+0.86 | <=0.095*V+0.445 | 10 | 1.86 | 1.395 | 169.8412 | 0.018154 | 25% | 51 | 0.30028 | 0.0625
| Refrigerator | Glass Door | 15 <= V < 30 | 0.1*V+0.86 | <=0.05*V+1.12 | 22 | 3.06 | 2.22 | 306.81 | 0.032795 | 27.45% | 125 | 0.40742 | 0.0625
| Refrigerator | Glass Door | 30 <= V < 50 | 0.1*V+0.86 | <=0.076*V+0.34 | 40 | 4.86 | 3.38 | 540.57 | 0.057782 | 30.45% | 252 | 0.46617 | 0.0625
| Refrigerator | Glass Door | V >= 50 | 0.1*V+0.86 | <=0.105*V-1.111 | 60 | 6.86 | 5.189 | 610.3328 | 0.065239 | 24.36% | 420 | 0.68815 | 0.0625
| Freezer | Solid Door | 0 < V < 15 | 0.22*V+1.38 | <=0.21*V+0.9 | 10 | 3.58 | 3 | 211.845 | 0.022644 | 16.2% | 27 | 0.12745 | 0.0625
| Freezer | Solid Door | 15 <= V < 30 | 0.22*V+1.38 | <=0.12*V+2.248 | 22 | 6.22 | 4.888 | 486.513 | 0.052003 | 21.41% | 57 | 0.11716 | 0.0625
| Freezer | Solid Door | 30 <= V < 50 | 0.22*V+1.38 | <=0.2578*V-1.8864 | 40 | 10.18 | 8.4256 | 640.7946 | 0.068495 | 17.23% | 119 | 0.18571 | 0.0625
| Freezer | Solid Door | V >= 50 | 0.22*V+1.38 | <=0.14*V+4 | 60 | 14.58 | 12.4 | 796.245 | 0.085111 | 14.95% | 196 | 0.24616 | 0.0625
| Freezer | Glass Door | 0 < V < 15 | 0.29*V+2.95 | <=0.232*V+2.36 | 10 | 5.85 | 4.68 | 427.3425 | 0.045679 | 20% | 19 | 0.044461 | 0.0625
| Freezer | Glass Door | 15 <= V < 30 | 0.29*V+2.95 | <=0.232*V+2.36 | 22 | 9.33 | 7.464 | 681.5565 | 0.072852 | 20% | 56 | 0.082165 | 0.0625
| Freezer | Glass Door | 30 <= V < 50 | 0.29*V+2.95 | <=0.232*V+2.36 | 40 | 14.55 | 11.64 | 1062.8775 | 0.11361 | 20% | 114 | 0.10726 | 0.0625
| Freezer | Glass Door | V >= 50 | 0.29*V+2.95 | <=0.232*V+2.36 | 60 | 20.35 | 16.28 | 1486.5675 | 0.1589 | 20% | 201 | 0.13521 | 0.0625
| WEIGHTED AVERAGE | 8: 549.982; 9: 0.058788; 10: 0.244; SOURCES 1: 153.6875; SOURCES 2: 0.32147
Note on C112: [Threaded comment] Your version of Excel allows you to read this threaded comment; however, any edits to it will get removed if the file is opened in a newer version of Excel. Learn more: https://go.microsoft.com/fwlink/?linkid=870924 Comment: IL TRM specific value

## CI Q Sync Motors
| MEASURE GROUP DEFINITION |  |  |  | REGION | #REF!
| INPUT CELLS | CALCULATED CELLS
| MEASURE NAME | [10 empty] | TAB NAMING LOOKUPS (DEFINED BY OVERALL PROJECT, NOT SPECIFIC MEASURE)
| Short Name (Same as Tab Name!) | Long Name | Sector (full name) | Life | Life Source | [6 empty] | Fuel Type
| CI Q Sync Motors | Q-Sync Motors for Walk-in and Reach-in Coolers/Freezers | C&I | 10 | 8 | [6 empty] | Fuel | Electric | Gas | Oil | Propane
[12 empty] | Abbreviation | E | G | O | P
| TAB BREAKOUT |  |  |  |  | [PULL FORMULA DOWN] | [PULL FORMULA DOWN]
# | Primary Fuel | Secondary Fuel (blank OK) | End Use | Market (RET or MD) | Custom Field (blank OK) | Fuel Abbreviations | End Use Abbr. | UNIQUE MEASURE NAME | Long Name |  |  | Sector
1 | Electric |  | Refrigeration | MD |  | E | Refr | CI Q Sync Motors_CI, E - Refr (MD) | Q-Sync Motors for Walk-in and Reach-in Coolers/Freezers |  |  | Sector | Residential | C&I
2 | Electric |  | Refrigeration | RET |  | E | Refr | CI Q Sync Motors_CI, E - Refr (RET) | Q-Sync Motors for Walk-in and Reach-in Coolers/Freezers |  |  | Abbreviation | Res | CI
3
4 | [11 empty] | Market
5 | [11 empty] | Market | Retrofit | Market-Driven
6 | [11 empty] | Abbreviation | RET | MD
7
8 | [11 empty] | Building Types
9 | [11 empty] | Building Types | Single Family | Multifamily | LI Single Family | LI Multifamily | Small Education - College/University | Small Education - Other | Small Grocery | Small Health - Hospital | Small Health - Other | Small Industrial Manufacturing | Small Institutional/Public Service | Small Lodging | Small Miscellaneous/Other | Small Office | Small Restaurant | Small Retail | Small Warehouse | Large Education - College/University | Large Education - Other | Large Grocery | Large Health - Hospital | Large Health - Other | Large Industrial Manufacturing | Large Institutional/Public Service | Large Lodging | Large Miscellaneous/Other | Large Office | Large Restaurant | Large Retail | Large Warehouse
10
End Use
[12 empty] | End Use | Appliances | Cooking | Cooling | Exterior Lighting | Interior Lighting | Other | Plug Loads | Refrigeration | Space Heating | Ventilation | Water Heating | Drives | Motors and VFDs | Compressed Air Systems | Process Cooling and Refrigeration | Process Heating | Total Electric | Total Gas
[12 empty] | Abbreviation | Appl | Cook | Cool | ExtL | IntL | Oth | Plug | Refr | Heat | Vent | HWat | Driv | Motr | CAS | PrC | PrH | TotE | TotG
KEY FOR MEASURE DATA ROWS
CALCULATED FIELD
ENTER MANUALLY OR FORMULAICALLY FROM CALCULATIONS SECTION
MEASURE DATA
SOURCES
| GENERAL ('Measures' Sheet) INPUTS | 1 | 2 | 3 | 4 | 5 | 6 | 7 | 8 | 9 | 10 | 1 | 2 | 3 | 4 | 5 | 6 | 7 | 8 | 9 | 10
1 | Measure Name | 1: CI Q Sync Motors_CI, E - Refr (MD); 2: CI Q Sync Motors_CI, E - Refr (RET); SOURCES 1: CI Q Sync Motors_CI, E - Refr (MD); SOURCES 2: CI Q Sync Motors_CI, E - Refr (RET)
2 | Measure Long Name | 1: Q-Sync Motors for Walk-in and Reach-in Coolers/Freezers; 2: Q-Sync Motors for Walk-in and Reach-in Coolers/Freezers; SOURCES 1: -; SOURCES 2: -
3 | Parent Measure Name | 1: CI Q Sync Motors_CI, E - Refr (MD); 2: CI Q Sync Motors_CI, E - Refr (RET); SOURCES 1: -; SOURCES 2: -
4 | Parent Measure Long Name | 1: Q-Sync Motors for Walk-in and Reach-in Coolers/Freezers; 2: Q-Sync Motors for Walk-in and Reach-in Coolers/Freezers; SOURCES 1: -; SOURCES 2: -
5 | Sector | 1: C&I; 2: C&I; SOURCES 1: -; SOURCES 2: -
6 | Description | 1: High-efficiency built-up refrigeration systems for grocery and refrigerated warehouses. This potentially includes HE compressors, better design and controls, HE motors and VFDs.; 2: High-efficiency built-up refrigeration systems for grocery and refrigerated warehouses. This potentially includes HE compressors, better design and controls, HE motors and VFDs.; SOURCES 1: -; SOURCES 2: -
7 | Life | 1: 10; 2: 10; SOURCES 1: -; SOURCES 2: -
8 | Exist. Life | bar: SOURCES 1 to SOURCES 2
9 | Primary Fuel | bar: 1 to SOURCES 2
10 | Secondary Fuel | bar: 1 to SOURCES 2
11 | Primary Fuel End Use | 1: Refrigeration; 2: Refrigeration; SOURCES 1: -; SOURCES 2: -
12 | Secondary Fuel End Use | 1: Space Heating; 2: Space Heating; SOURCES 1: -; SOURCES 2: -
13 | Elec Load Shape | bar: SOURCES 1 to SOURCES 2
14 | Fuel Switch (Y/N) | bar: SOURCES 1 to SOURCES 2
15 | Waste Heat Adjust. (Y/N) | bar: SOURCES 1 to SOURCES 2
16 | Depends On | bar: SOURCES 1 to SOURCES 2
17 | Links With | bar: SOURCES 1 to SOURCES 2
18 | Mutual Exclusivity | bar: SOURCES 1 to SOURCES 2
19 | bar: SOURCES 1 to SOURCES 2
20 | GENERAL ('MeasChars' Sheet) INPUTS | 1: Q-Sync Motors for Walk-in and Reach-in Coolers/Freezers; 2: Q-Sync Motors for Walk-in and Reach-in Coolers/Freezers; SOURCES 1: -; SOURCES 2: -
21 | Mkt (MD or RET) | 1: MD; 2: RET; SOURCES 1: -; SOURCES 2: -
22 | Target Markets (NC, RENO, REPL, RET) | 1: NC, RENO; 2: RET; SOURCES 1: -; SOURCES 2: -
23 | Baseline Description | 1: Standard efficiency built-up refrigeration systems; 2: Standard efficiency built-up refrigeration systems; SOURCES 1: -; SOURCES 2: -
24 | Efficient Description | 1: High efficiency built-up refrigeration systems; 2: High efficiency built-up refrigeration systems; SOURCES 1: -; SOURCES 2: -
25 | Start Year | 1: #REF!; 2: #REF!; SOURCES 1: -; SOURCES 2: -
26 | End Year | 1: #REF!; 2: #REF!; SOURCES 1: -; SOURCES 2: -
27 | Building type assumed for characterization | 1: Large Grocery; 2: Large Grocery; SOURCES 1: -; SOURCES 2: -
28 | Units for Costs & Savings Values | bar: SOURCES 1 to SOURCES 2
29 | Efficient kW ¦ MMBtu | bar: SOURCES 1 to SOURCES 2
30 | Baseline kW ¦ MMBtu | bar: SOURCES 1 to SOURCES 2
31 | Full Load Hours | bar: SOURCES 1 to SOURCES 2
32 | kWh ¦ MMBtu Annual Savings | 1: 492.3766; SOURCES 1: -; SOURCES 2: -
33 | % Savings (primary fuel) | 1: 0%; 2: 100%; SOURCES 1: 8; SOURCES 2: 8
34 | Efficient Equip Cost | bar: SOURCES 1 to SOURCES 2
35 | Baseline Equip Cost | bar: SOURCES 1 to SOURCES 2
36 | Incremental Cost | 1: 96; SOURCES 1: -; SOURCES 2: -
37 | Incremental Cost per kWh ¦ MMBtu Saved | 1: 0.28966; 2: Table; SOURCES 1: 8; SOURCES 2: 8
38 | bar: SOURCES 1 to SOURCES 2
39 | SECONDARY END-USE FUEL IMPACTS (MMBtu/kWh), OR Elec Impacts (kWh/MMBtu) | 1: Q-Sync Motors for Walk-in and Reach-in Coolers/Freezers; 2: Q-Sync Motors for Walk-in and Reach-in Coolers/Freezers; SOURCES 1: -; SOURCES 2: -
40 | Fossil Fuel (or Elec) Savings - increased use is negative (MMBtu/yr ¦ kWh/yr) | 1: 0; 2: 0; SOURCES 1: -; SOURCES 2: -
41 | Annual Fossil Fuel (or Elec) Savings per Elec (or FF) Savings - increased is negative (MMBtu/kWh ¦ kWh/MMBtu saved) | 1: shaded-pole motor, low-temp; 2: Actual; SOURCES 1: -; SOURCES 2: -
42 | bar: SOURCES 1 to SOURCES 2
43 | EARLY-RETIREMENT RETROFIT MEASURE INPUTS | bar: SOURCES 1 to SOURCES 2
44 | Baseline Equip. Life | 1: 0; 2: 8766; SOURCES 1: -; SOURCES 2: -
45 | Baseline Equip. Age | 1: 0; 2: 10; SOURCES 1: -; SOURCES 2: -
46 | Baseline Cost | bar: SOURCES 1 to SOURCES 2
47 | Baseline Cost per kWh ¦ MMBtu saved | 1: 0; 2: 0; SOURCES 1: -; SOURCES 2: -
48 | Baseline shift savings factor (for RET) | 1: 0; 2: 0%; SOURCES 1: -; SOURCES 2: -
49 | bar: SOURCES 1 to SOURCES 2
50 | O&M INPUTS | bar: SOURCES 1 to SOURCES 2
51 | Efficient Component 1 (description) | bar: SOURCES 1 to SOURCES 2
52 | Eff Component 1 Life (years) | bar: SOURCES 1 to SOURCES 2
53 | Eff Component 1 Replacement Cost | bar: SOURCES 1 to SOURCES 2
54 | Eff Component 1 Replacement Cost per kWh ¦ MMBtu saved | bar: SOURCES 1 to SOURCES 2
55 | Efficient Component 2 (description) | bar: SOURCES 1 to SOURCES 2
56 | Eff Component 2 Life (years) | bar: SOURCES 1 to SOURCES 2
57 | Eff Component 2 Replacement Cost | bar: SOURCES 1 to SOURCES 2
58 | Eff Component 2 Replacement Cost per kWh ¦ MMBtu saved | bar: SOURCES 1 to SOURCES 2
59 | Baseline Component 1 (description) | bar: SOURCES 1 to SOURCES 2
60 | Baseline Component 1 Life (years) | bar: SOURCES 1 to SOURCES 2
61 | Baseline Component 1 Replacement Cost | bar: SOURCES 1 to SOURCES 2
62 | Baseline Component 1 Replacement Cost per kWh ¦ MMBtu saved | bar: SOURCES 1 to SOURCES 2
63 | Baseline Component 2 (description) | bar: SOURCES 1 to SOURCES 2
64 | Baseline Component 2 Life (years) | bar: SOURCES 1 to SOURCES 2
65 | Baseline Component 2 Replacement Cost | bar: SOURCES 1 to SOURCES 2
66 | Baseline Component 2 Replacement Cost per kWh ¦ MMBtu saved | bar: SOURCES 1 to SOURCES 2
67 | O&M Annual Levelized Cost ($/kWh ¦ $/MMBtu) | bar: SOURCES 1 to SOURCES 2
68 | bar: SOURCES 1 to SOURCES 2
69 | Water INPUTS | bar: SOURCES 1 to SOURCES 2
70 | Water (gal/yr) | 1: 0; 2: 0; SOURCES 1: -; SOURCES 2: -
71 | Water [gal/yr per kWh ¦ MMBtu saved] | 1: 0; 2: 0; SOURCES 1: -; SOURCES 2: -
Baseline 1: existing shaded-pole motor(s) with no fan control operating 8760 hours continuously in a refrigerated reach-in display case, walk-in cooler, or walk-in freezer. Baseline 2: EC motor with no fan control operating 8760 hours continuously in a refrigerated reach-in display case. Baseline 3: existing PSC motor(s) with no fan control operating 8760 hours continuously in a walk-in cooler or freezer. Baseline 4: blended baseline, consisting of a mix of shaded-pole motors and EC motors that are assumed to be present in retrofit project where accurate counts are unknown or difficult to determine. It is assumed that existing motors have no fan control and operate 8760 hours continuously in refrigerated reach-in display cases.
ΔkWh = [Wmed-temp (WSPM x SSPM-med + WECM x SECM-med) + Wlow-temp (WSPM x SSPM-low + WECM x SECM-low)] * Motors
CALCULATIONS
| INPUTS/VARIABLES | 1: VALUE; 2: SOURCE; 3: DESCRIPTION
| Measure life | 1: 10; 2: IL TRM V12 pg. 826-832
| Incremental cost | 1: Table; 2: IL TRM V12 pg. 826-832
| CF | 1: 1; 2: IL TRM V12 pg. 826-832
| kWhbase | 1: Table; 2: IL TRM V12 pg. 826-832; 3: Maximum kWh consumption per 100 pounds of ice for the baseline equipment
| kWhee | 1: Table; 2: IL TRM V12 pg. 826-832; 3: Maximum kWh consumption per 100 pounds of ice for the efficient equipment
| V | 1: Actual; 2: IL TRM V12 pg. 826-832; 3: The chilled or frozen compartment volume (ft3) (as defined in the Association of Home Appliance Manufacturers Standard HRF1–1979)
| Hours | 1: 8766; 2: IL TRM V12 pg. 826-832; 3: Annual operating hours
| Measure life | 1: 10; 2: IL TRM V12 pg. 826-832
| Baseline 1, 2, and 3 | Motor Type | Baseline/Application | Annual Savings/motor | Hours | WSPM | WECM/WPSC | Wmed-temp | Wlow-temp | Sspm-med | Secm-med/Spsc-med | Sspm-low | Secm-low/Spsc-low | delkWh | delkW | % Savings | Incremental Cost | Incremental Cost/kWh | Weighting
|  | 9-12-watt Q-Sync motor (including replacement fan kit) | shaded-pole motor, med-temp | 412.07 | 8766 | [8 empty] | 412.07 | 0.047008 |  | 82 | 0.199 | 0.055556
|  | 9-12-watt Q-Sync motor (including replacement fan kit) | shaded-pole motor, low-temp | 509.929 | 8578 | [8 empty] | 509.929 | 0.059446 |  | 82 | 0.16081 | 0.055556
|  | 9-12-watt Q-Sync motor (including replacement fan kit) | EC motor, med-temp | 76.036 | 8766 | [8 empty] | 76.036 | 0.008674 |  | 82 | 1.0784 | 0.055556
|  | 9-12-watt Q-Sync motor (including replacement fan kit) | EC motor, low-temp | 94.094 | 8578 | [8 empty] | 94.094 | 0.010969 |  | 82 | 0.87147 | 0.055556
|  | 38-50-watt Q-Sync motor (including replacement fan kit) | shaded-pole motor, med-temp | 1020.364 | 8766 | [8 empty] | 1020.364 | 0.1164 |  | 110 | 0.1078 | 0.055556
|  | 38-50-watt Q-Sync motor (including replacement fan kit) | shaded-pole motor, low-temp | 1262.682 | 8578 | [8 empty] | 1262.682 | 0.1472 |  | 110 | 0.087116 | 0.055556
|  | 38-50-watt Q-Sync motor (including replacement fan kit) | PSC motor, med-temp | 295.562 | 8766 | [8 empty] | 295.562 | 0.033717 |  | 110 | 0.37217 | 0.055556
|  | 38-50-watt Q-Sync motor (including replacement fan kit) | PSC motor, low-temp | 365.753 | 8578 | [8 empty] | 365.753 | 0.042638 |  | 110 | 0.30075 | 0.055556
| Baseline 4 | 9-12-watt Q-Sync motor (including replacement fan kit) | Supermarkets |  |  | 0.6 | 0.4 | 0.68 | 0.32 | 412.07 | 76.036 | 509.929 | 94.094 | 324.3503 | 0.037001 |  | 82 | 0.25281 | 0.055556
|  | 9-12-watt Q-Sync motor (including replacement fan kit) | Other Food Retail Formats |  |  | 0.8 | 0.2 | 0.68 | 0.32 | 412.07 | 76.036 | 509.929 | 94.094 | 383.8676 | 0.043791 |  | 82 | 0.21362 | 0.055556
|  | 9-12-watt Q-Sync motor (including replacement fan kit) | Other Retail Categories |  |  | 0.7 | 0.3 | 0.68 | 0.32 | 412.07 | 76.036 | 509.929 | 94.094 | 354.109 | 0.040396 |  | 82 | 0.23157 | 0.055556
|  | 9-12-watt Q-Sync motor (including replacement fan kit) | Restaurants and Bars |  |  | 0.85 | 0.15 | 0.68 | 0.32 | 412.07 | 76.036 | 509.929 | 94.094 | 398.7469 | 0.045488 |  | 82 | 0.20564 | 0.055556
|  | 9-12-watt Q-Sync motor (including replacement fan kit) | Beverage Vending Machines |  |  | 0.85 | 0.15 | 0.68 | 0.32 | 412.07 | 76.036 | 509.929 | 94.094 | 398.7469 | 0.045488 |  | 82 | 0.20564 | 0.055556
|  | 38-50-watt Q-Sync motor (including replacement fan kit) | Supermarkets |  |  | 0.05 | 0.95 | 0.68 | 0.32 | 1020.364 | 295.562 | 1262.682 | 365.753 | 593.2937 | 0.067681 |  | 110 | 0.18541 | 0.055556
|  | 38-50-watt Q-Sync motor (including replacement fan kit) | Other Food Retail Formats |  |  | 0.05 | 0.95 | 0.68 | 0.32 | 1020.364 | 295.562 | 1262.682 | 365.753 | 593.2937 | 0.067681 |  | 110 | 0.18541 | 0.055556
|  | 38-50-watt Q-Sync motor (including replacement fan kit) | Other Retail Categories |  |  | 0.05 | 0.95 | 0.68 | 0.32 | 1020.364 | 295.562 | 1262.682 | 365.753 | 593.2937 | 0.067681 |  | 110 | 0.18541 | 0.055556
|  | 38-50-watt Q-Sync motor (including replacement fan kit) | Restaurants and Bars |  |  | 0.05 | 0.95 | 0.68 | 0.32 | 1020.364 | 295.562 | 1262.682 | 365.753 | 593.2937 | 0.067681 |  | 110 | 0.18541 | 0.055556
|  | 38-50-watt Q-Sync motor (including replacement fan kit) | Beverage Vending Machines |  |  | 0.05 | 0.95 | 0.68 | 0.32 | 1020.364 | 295.562 | 1262.682 | 365.753 | 593.2937 | 0.067681 |  | 110 | 0.18541 | 0.055556
|  | WEIGHTED AVERAGE | [11 empty] | 492.3766 | 0.056479 | 0 | 96 | 0.28966
Note on C113: [Threaded comment] Your version of Excel allows you to read this threaded comment; however, any edits to it will get removed if the file is opened in a newer version of Excel. Learn more: https://go.microsoft.com/fwlink/?linkid=870924 Comment: IL TRM specific value

## CI Automatic Door Closers
| MEASURE GROUP DEFINITION |  |  |  | REGION | #REF!
| INPUT CELLS | CALCULATED CELLS
| MEASURE NAME | [10 empty] | TAB NAMING LOOKUPS (DEFINED BY OVERALL PROJECT, NOT SPECIFIC MEASURE)
| Short Name (Same as Tab Name!) | Long Name | Sector (full name) | Life | Life Source | [6 empty] | Fuel Type
| CI Automatic Door Closers | Automatic Door Closer for Walk-In Coolers and Freezers | C&I | 8 | 3 | [6 empty] | Fuel | Electric | Gas | Oil | Propane
[12 empty] | Abbreviation | E | G | O | P
| TAB BREAKOUT |  |  |  |  | [PULL FORMULA DOWN] | [PULL FORMULA DOWN]
# | Primary Fuel | Secondary Fuel (blank OK) | End Use | Market (RET or MD) | Custom Field (blank OK) | Fuel Abbreviations | End Use Abbr. | UNIQUE MEASURE NAME | Long Name |  |  | Sector
1 | Electric |  | Refrigeration | RET |  | E | Refr | CI Automatic Door Closers_CI, E - Refr (RET) | Automatic Door Closer for Walk-In Coolers and Freezers |  |  | Sector | Residential | C&I
2 | [11 empty] | Abbreviation | Res | CI
3
4 | [11 empty] | Market
5 | [11 empty] | Market | Retrofit | Market-Driven
6 | [11 empty] | Abbreviation | RET | MD
7
8 | [11 empty] | Building Types
9 | [11 empty] | Building Types | Single Family | Multifamily | LI Single Family | LI Multifamily | Small Education - College/University | Small Education - Other | Small Grocery | Small Health - Hospital | Small Health - Other | Small Industrial Manufacturing | Small Institutional/Public Service | Small Lodging | Small Miscellaneous/Other | Small Office | Small Restaurant | Small Retail | Small Warehouse | Large Education - College/University | Large Education - Other | Large Grocery | Large Health - Hospital | Large Health - Other | Large Industrial Manufacturing | Large Institutional/Public Service | Large Lodging | Large Miscellaneous/Other | Large Office | Large Restaurant | Large Retail | Large Warehouse
10
End Use
[12 empty] | End Use | Appliances | Cooking | Cooling | Exterior Lighting | Interior Lighting | Other | Plug Loads | Refrigeration | Space Heating | Ventilation | Water Heating | Drives | Motors and VFDs | Compressed Air Systems | Process Cooling and Refrigeration | Process Heating | Total Electric | Total Gas
[12 empty] | Abbreviation | Appl | Cook | Cool | ExtL | IntL | Oth | Plug | Refr | Heat | Vent | HWat | Driv | Motr | CAS | PrC | PrH | TotE | TotG
KEY FOR MEASURE DATA ROWS
CALCULATED FIELD
ENTER MANUALLY OR FORMULAICALLY FROM CALCULATIONS SECTION
MEASURE DATA
SOURCES
| GENERAL ('Measures' Sheet) INPUTS | 1 | 2 | 3 | 4 | 5 | 6 | 7 | 8 | 9 | 10 | 1 | 2 | 3 | 4 | 5 | 6 | 7 | 8 | 9 | 10
1 | Measure Name | 1: CI Automatic Door Closers_CI, E - Refr (RET); SOURCES 1: CI Automatic Door Closers_CI, E - Refr (RET)
2 | Measure Long Name | 1: Automatic Door Closer for Walk-In Coolers and Freezers; SOURCES 1: -
3 | Parent Measure Name | 1: CI Automatic Door Closers_CI, E - Refr (RET); SOURCES 1: -
4 | Parent Measure Long Name | 1: Install Strip Curtains on walk-in coolers and freezers; SOURCES 1: -
5 | Sector | 1: C&I; SOURCES 1: -
6 | Description | 1: Auto-closers on freezers and coolers can reduce the amount of time that doors are open, thereby reducing infiltration and refrigeration loads.; SOURCES 1: -
7 | Life | 1: 8; SOURCES 1: -
8 | Exist. Life | bar: SOURCES 1
9 | Primary Fuel | bar: 1 to SOURCES 1
10 | Secondary Fuel | bar: SOURCES 1
11 | Primary Fuel End Use | 1: Refrigeration; SOURCES 1: -
12 | Secondary Fuel End Use | bar: SOURCES 1
13 | Elec Load Shape | bar: SOURCES 1
14 | Fuel Switch (Y/N) | bar: SOURCES 1
15 | Waste Heat Adjust. (Y/N) | bar: SOURCES 1
16 | Depends On | bar: SOURCES 1
17 | Links With | bar: SOURCES 1
18 | Mutual Exclusivity | bar: SOURCES 1
19 | bar: SOURCES 1
20 | GENERAL ('MeasChars' Sheet) INPUTS | 1: Automatic Door Closer for Walk-In Coolers and Freezers; SOURCES 1: -
21 | Mkt (MD or RET) | 1: RET; SOURCES 1: -
22 | Target Markets (NC, RENO, REPL, RET) | 1: RET; SOURCES 1: -
23 | Baseline Description | 1: No auto door closures; SOURCES 1: -
24 | Efficient Description | 1: Walk-in coolers and freezers with auto door closures; SOURCES 1: -
25 | Start Year | 1: #REF!; SOURCES 1: -
26 | End Year | 1: #REF!; SOURCES 1: -
27 | Building type assumed for characterization | 1: Large Grocery; SOURCES 1: -
28 | Units for Costs & Savings Values | bar: SOURCES 1
29 | Efficient kW ¦ MMBtu | bar: SOURCES 1
30 | Baseline kW ¦ MMBtu | bar: SOURCES 1
31 | Full Load Hours | bar: SOURCES 1
32 | kWh ¦ MMBtu Annual Savings | 1: 4674; SOURCES 1: -
33 | % Savings (primary fuel) | 1: 0%; SOURCES 1: 3,12
34 | Efficient Equip Cost | bar: SOURCES 1
35 | Baseline Equip Cost | bar: SOURCES 1
36 | Incremental Cost | 1: 502; SOURCES 1: -
37 | Incremental Cost per kWh ¦ MMBtu Saved | 1: 0.14075; SOURCES 1: 12
38 | bar: SOURCES 1
39 | SECONDARY END-USE FUEL IMPACTS (MMBtu/kWh), OR Elec Impacts (kWh/MMBtu) | 1: Automatic Door Closer for Walk-In Coolers and Freezers; SOURCES 1: -
40 | Fossil Fuel (or Elec) Savings - increased use is negative (MMBtu/yr ¦ kWh/yr) | bar: SOURCES 1
41 | Annual Fossil Fuel (or Elec) Savings per Elec (or FF) Savings - increased is negative (MMBtu/kWh ¦ kWh/MMBtu saved) | bar: SOURCES 1
42 | bar: SOURCES 1
43 | EARLY-RETIREMENT RETROFIT MEASURE INPUTS | bar: SOURCES 1
44 | Baseline Equip. Life | bar: SOURCES 1
45 | Baseline Equip. Age | bar: SOURCES 1
46 | Baseline Cost | bar: SOURCES 1
47 | Baseline Cost per kWh ¦ MMBtu saved | bar: SOURCES 1
48 | Baseline shift savings factor (for RET) | bar: SOURCES 1
49 | bar: SOURCES 1
50 | O&M INPUTS | bar: SOURCES 1
51 | Efficient Component 1 (description) | bar: SOURCES 1
52 | Eff Component 1 Life (years) | bar: SOURCES 1
53 | Eff Component 1 Replacement Cost | bar: SOURCES 1
54 | Eff Component 1 Replacement Cost per kWh ¦ MMBtu saved | bar: SOURCES 1
55 | Efficient Component 2 (description) | bar: SOURCES 1
56 | Eff Component 2 Life (years) | bar: SOURCES 1
57 | Eff Component 2 Replacement Cost | bar: SOURCES 1
58 | Eff Component 2 Replacement Cost per kWh ¦ MMBtu saved | bar: SOURCES 1
59 | Baseline Component 1 (description) | bar: SOURCES 1
60 | Baseline Component 1 Life (years) | bar: SOURCES 1
61 | Baseline Component 1 Replacement Cost | bar: SOURCES 1
62 | Baseline Component 1 Replacement Cost per kWh ¦ MMBtu saved | bar: SOURCES 1
63 | Baseline Component 2 (description) | bar: SOURCES 1
64 | Baseline Component 2 Life (years) | bar: SOURCES 1
65 | Baseline Component 2 Replacement Cost | bar: SOURCES 1
66 | Baseline Component 2 Replacement Cost per kWh ¦ MMBtu saved | bar: SOURCES 1
67 | O&M Annual Levelized Cost ($/kWh ¦ $/MMBtu) | bar: SOURCES 1
68 | bar: SOURCES 1
69 | Water INPUTS | bar: SOURCES 1
70 | Water (gal/yr) | bar: SOURCES 1
71 | Water [gal/yr per kWh ¦ MMBtu saved] | bar: SOURCES 1
CALCULATIONS
| INPUTS/VARIABLES | 1: VALUE; 2: SOURCE; 3: DESCRIPTION
| Measure life | 1: 8; 2: IL TRM V12 pg. 794-795
| Incremental cost | 1: 502; 2: IL TRM V12 pg. 794-795
| CF | 1: 1; 2: IL TRM V12 pg. 794-795
| delkWh | 1: Table; 2: IL TRM V12 pg. 794-795; 3: Deemed energy savings
| delkWh | 1: Table; 2: IL TRM V12 pg. 794-795; 3: Deemed peak savings
| Annual Savings | 1: delkWh; 2: delkW; 3: % Savings; 4: Incremental Cost/kWh; 5: Weighting
| Walk-In Cooler | 1: 2399; 2: 0.621; 4: 0.20925; 5: 0.5
| Walk-In Freezer | 1: 6949; 2: 1.3; 4: 0.072241; 5: 0.5
| WEIGHTED AVERAGE | 1: 4674; 2: 0.9605; 3: 0; 4: 0.14075
Note on C111: [Threaded comment] Your version of Excel allows you to read this threaded comment; however, any edits to it will get removed if the file is opened in a newer version of Excel. Learn more: https://go.microsoft.com/fwlink/?linkid=870924 Comment: IL TRM specific value

## CI Strip Curtains
| MEASURE GROUP DEFINITION |  |  |  | REGION | #REF!
| INPUT CELLS | CALCULATED CELLS
| MEASURE NAME | [10 empty] | TAB NAMING LOOKUPS (DEFINED BY OVERALL PROJECT, NOT SPECIFIC MEASURE)
| Short Name (Same as Tab Name!) | Long Name | Sector (full name) | Life | Life Source | [6 empty] | Fuel Type
| CI Strip Curtains | Strip Curtains for Walk-In Coolers and Freezers | C&I | 4 | 3 | [6 empty] | Fuel | Electric | Gas | Oil | Propane
[12 empty] | Abbreviation | E | G | O | P
| TAB BREAKOUT |  |  |  |  | [PULL FORMULA DOWN] | [PULL FORMULA DOWN]
# | Primary Fuel | Secondary Fuel (blank OK) | End Use | Market (RET or MD) | Custom Field (blank OK) | Fuel Abbreviations | End Use Abbr. | UNIQUE MEASURE NAME | Long Name |  |  | Sector
1 | Electric |  | Refrigeration | RET |  | E | Refr | CI Strip Curtains_CI, E - Refr (RET) | Strip Curtains for Walk-In Coolers and Freezers |  |  | Sector | Residential | C&I
2 | [11 empty] | Abbreviation | Res | CI
3
4 | [11 empty] | Market
5 | [11 empty] | Market | Retrofit | Market-Driven
6 | [11 empty] | Abbreviation | RET | MD
7
8 | [11 empty] | Building Types
9 | [11 empty] | Building Types | Single Family | Multifamily | LI Single Family | LI Multifamily | Small Education - College/University | Small Education - Other | Small Grocery | Small Health - Hospital | Small Health - Other | Small Industrial Manufacturing | Small Institutional/Public Service | Small Lodging | Small Miscellaneous/Other | Small Office | Small Restaurant | Small Retail | Small Warehouse | Large Education - College/University | Large Education - Other | Large Grocery | Large Health - Hospital | Large Health - Other | Large Industrial Manufacturing | Large Institutional/Public Service | Large Lodging | Large Miscellaneous/Other | Large Office | Large Restaurant | Large Retail | Large Warehouse
10
End Use
[12 empty] | End Use | Appliances | Cooking | Cooling | Exterior Lighting | Interior Lighting | Other | Plug Loads | Refrigeration | Space Heating | Ventilation | Water Heating | Drives | Motors and VFDs | Compressed Air Systems | Process Cooling and Refrigeration | Process Heating | Total Electric | Total Gas
[12 empty] | Abbreviation | Appl | Cook | Cool | ExtL | IntL | Oth | Plug | Refr | Heat | Vent | HWat | Driv | Motr | CAS | PrC | PrH | TotE | TotG
KEY FOR MEASURE DATA ROWS
CALCULATED FIELD
ENTER MANUALLY OR FORMULAICALLY FROM CALCULATIONS SECTION
MEASURE DATA
SOURCES
| GENERAL ('Measures' Sheet) INPUTS | 1 | 2 | 3 | 4 | 5 | 6 | 7 | 8 | 9 | 10 | 1 | 2 | 3 | 4 | 5 | 6 | 7 | 8 | 9 | 10
1 | Measure Name | 1: CI Strip Curtains_CI, E - Refr (RET); SOURCES 1: CI Strip Curtains_CI, E - Refr (RET)
2 | Measure Long Name | 1: Strip Curtains for Walk-In Coolers and Freezers; SOURCES 1: -
3 | Parent Measure Name | 1: CI Strip Curtains_CI, E - Refr (RET); SOURCES 1: -
4 | Parent Measure Long Name | 1: Install Strip Curtains on walk-in coolers and freezers; SOURCES 1: -
5 | Sector | 1: C&I; SOURCES 1: -
6 | Description | 1: Strip curtains used to reduce the refrigeration load associated with the infiltration of non-refrigerated air into the refrigerated spaces of walk-in coolers or freezers; SOURCES 1: -
7 | Life | 1: 4; SOURCES 1: -
8 | Exist. Life | bar: SOURCES 1
9 | Primary Fuel | bar: 1 to SOURCES 1
10 | Secondary Fuel | bar: SOURCES 1
11 | Primary Fuel End Use | 1: Refrigeration; SOURCES 1: -
12 | Secondary Fuel End Use | bar: SOURCES 1
13 | Elec Load Shape | bar: SOURCES 1
14 | Fuel Switch (Y/N) | bar: SOURCES 1
15 | Waste Heat Adjust. (Y/N) | bar: SOURCES 1
16 | Depends On | bar: SOURCES 1
17 | Links With | bar: SOURCES 1
18 | Mutual Exclusivity | bar: SOURCES 1
19 | bar: SOURCES 1
20 | GENERAL ('MeasChars' Sheet) INPUTS | 1: Strip Curtains for Walk-In Coolers and Freezers; SOURCES 1: -
21 | Mkt (MD or RET) | 1: RET; SOURCES 1: -
22 | Target Markets (NC, RENO, REPL, RET) | 1: RET; SOURCES 1: -
23 | Baseline Description | 1: No strip curtains; SOURCES 1: -
24 | Efficient Description | 1: Installed Strip Curtains; SOURCES 1: -
25 | Start Year | 1: #REF!; SOURCES 1: -
26 | End Year | 1: #REF!; SOURCES 1: -
27 | Building type assumed for characterization | 1: Large Grocery; SOURCES 1: -
28 | Units for Costs & Savings Values | bar: SOURCES 1
29 | Efficient kW ¦ MMBtu | bar: SOURCES 1
30 | Baseline kW ¦ MMBtu | bar: SOURCES 1
31 | Full Load Hours | bar: SOURCES 1
32 | kWh ¦ MMBtu Annual Savings | 1: 3380.2714; SOURCES 1: -
33 | % Savings (primary fuel) | 1: 0%; SOURCES 1: 3,12
34 | Efficient Equip Cost | bar: SOURCES 1
35 | Baseline Equip Cost | bar: SOURCES 1
36 | Incremental Cost | 1: 933.378; SOURCES 1: -
37 | Incremental Cost per kWh ¦ MMBtu Saved | 1: 0.46909; SOURCES 1: 12
38 | bar: SOURCES 1
39 | SECONDARY END-USE FUEL IMPACTS (MMBtu/kWh), OR Elec Impacts (kWh/MMBtu) | 1: Strip Curtains for Walk-In Coolers and Freezers; SOURCES 1: -
40 | Fossil Fuel (or Elec) Savings - increased use is negative (MMBtu/yr ¦ kWh/yr) | bar: SOURCES 1
41 | Annual Fossil Fuel (or Elec) Savings per Elec (or FF) Savings - increased is negative (MMBtu/kWh ¦ kWh/MMBtu saved) | bar: SOURCES 1
42 | bar: SOURCES 1
43 | EARLY-RETIREMENT RETROFIT MEASURE INPUTS | bar: SOURCES 1
44 | Baseline Equip. Life | bar: SOURCES 1
45 | Baseline Equip. Age | bar: SOURCES 1
46 | Baseline Cost | bar: SOURCES 1
47 | Baseline Cost per kWh ¦ MMBtu saved | bar: SOURCES 1
48 | Baseline shift savings factor (for RET) | bar: SOURCES 1
49 | bar: SOURCES 1
50 | O&M INPUTS | bar: SOURCES 1
51 | Efficient Component 1 (description) | bar: SOURCES 1
52 | Eff Component 1 Life (years) | bar: SOURCES 1
53 | Eff Component 1 Replacement Cost | bar: SOURCES 1
54 | Eff Component 1 Replacement Cost per kWh ¦ MMBtu saved | bar: SOURCES 1
55 | Efficient Component 2 (description) | bar: SOURCES 1
56 | Eff Component 2 Life (years) | bar: SOURCES 1
57 | Eff Component 2 Replacement Cost | bar: SOURCES 1
58 | Eff Component 2 Replacement Cost per kWh ¦ MMBtu saved | bar: SOURCES 1
59 | Baseline Component 1 (description) | bar: SOURCES 1
60 | Baseline Component 1 Life (years) | bar: SOURCES 1
61 | Baseline Component 1 Replacement Cost | bar: SOURCES 1
62 | Baseline Component 1 Replacement Cost per kWh ¦ MMBtu saved | bar: SOURCES 1
63 | Baseline Component 2 (description) | bar: SOURCES 1
64 | Baseline Component 2 Life (years) | bar: SOURCES 1
65 | Baseline Component 2 Replacement Cost | bar: SOURCES 1
66 | Baseline Component 2 Replacement Cost per kWh ¦ MMBtu saved | bar: SOURCES 1
67 | O&M Annual Levelized Cost ($/kWh ¦ $/MMBtu) | bar: SOURCES 1
68 | bar: SOURCES 1
69 | Water INPUTS | bar: SOURCES 1
70 | Water (gal/yr) | bar: SOURCES 1
71 | Water [gal/yr per kWh ¦ MMBtu saved] | bar: SOURCES 1
ΔkWh = ∆kWh/sq ft * A
CALCULATIONS
| INPUTS/VARIABLES | 1: VALUE; 2: SOURCE; 3: DESCRIPTION
| Measure life | 1: 4; 2: IL TRM V12 pg. 812-814
| Incremental cost | 1: 10.22; 2: IL TRM V12 pg. 812-814; 3: per sqft.
| CF | 1: 1; 2: IL TRM V12 pg. 812-814
| kWh | 1: Table; 2: IL TRM V12 pg. 812-814; 3: Average annual kWh savings per square foot of infiltration barrier
| A | 1: Table; 2: IL TRM V12 pg. 812-814; 3: Doorway area in sqft.
| Type | 1: Pre-Existing Curtains; 2: kWh; 3: Doorway Area; 4: delkWh; 5: delkW; 6: % Savings; 7: Incremental Cost; 8: Incremental Cost/kWh; 9: Weighting
| Supermarket - Cooler | 1: Yes; 2: 40.9; 3: 21; 4: 858.9; 5: 0.097981; 7: 417.998; 8: 0.24988; 9: 0.071429
| Supermarket - Cooler | 1: No; 2: 119.9; 3: 21; 4: 2517.9; 5: 0.28723; 7: 1225.378; 8: 0.085238; 9: 0.071429
| Supermarket - Freezer | 1: Yes; 2: 168.5; 3: 21; 4: 3538.5; 5: 0.40366; 7: 1722.07; 8: 0.060653; 9: 0.071429
| Supermarket - Freezer | 1: No; 2: 494.3; 3: 21; 4: 10380.3; 5: 1.1842; 7: 5051.746; 8: 0.020676; 9: 0.071429
| Convenience Store - Cooler | 1: Yes; 2: 6.3; 3: 21; 4: 132.3; 5: 0.015092; 7: 64.386; 8: 1.6222; 9: 0.071429
| Convenience Store - Cooler | 1: No; 2: 23.6; 3: 21; 4: 495.6; 5: 0.056537; 7: 241.192; 8: 0.43305; 9: 0.071429
| Convenience Store - Freezer | 1: Yes; 2: 10; 3: 21; 4: 210; 5: 0.023956; 7: 102.2; 8: 1.022; 9: 0.071429
| Convenience Store - Freezer | 1: No; 2: 33.2; 3: 21; 4: 697.2; 5: 0.079535; 7: 339.304; 8: 0.30783; 9: 0.071429
| Restaurant - Cooler | 1: Yes; 2: 6.2; 3: 21; 4: 130.2; 5: 0.014853; 7: 63.364; 8: 1.6484; 9: 0.071429
| Restaurant - Cooler | 1: No; 2: 22.5; 3: 21; 4: 472.5; 5: 0.053901; 7: 229.95; 8: 0.45422; 9: 0.071429
| Restaurant - Freezer | 1: Yes; 2: 32.4; 3: 21; 4: 680.4; 5: 0.077618; 7: 331.128; 8: 0.31543; 9: 0.071429
| Restaurant - Freezer | 1: No; 2: 114; 3: 21; 4: 2394; 5: 0.2731; 7: 1165.08; 8: 0.089649; 9: 0.071429
| Refrigerated Warehouse | 1: Yes; 2: 53.4; 3: 120; 4: 6408; 5: 0.73101; 7: 545.748; 8: 0.19139; 9: 0.071429
| Refrigerated Warehouse | 1: No; 2: 153.4; 3: 120; 4: 18408; 5: 2.0999; 7: 1567.748; 8: 0.066623; 9: 0.071429
| WEIGHTED AVERAGE | 4: 3380.2714; 5: 0.38561; 6: 0; 7: 933.378; 8: 0.46909
Note on C112: [Threaded comment] Your version of Excel allows you to read this threaded comment; however, any edits to it will get removed if the file is opened in a newer version of Excel. Learn more: https://go.microsoft.com/fwlink/?linkid=870924 Comment: IL TRM specific value

## CI Refrigeration Economizers
| MEASURE GROUP DEFINITION |  |  |  | REGION | #REF!
| INPUT CELLS | CALCULATED CELLS
| MEASURE NAME | [10 empty] | TAB NAMING LOOKUPS (DEFINED BY OVERALL PROJECT, NOT SPECIFIC MEASURE)
| Short Name (Same as Tab Name!) | Long Name | Sector (full name) | Life | Life Source | [6 empty] | Fuel Type
| CI Refrigeration Economizers | ECM Compressor Condenser Fan Motors | C&I | 15 | 3 | [6 empty] | Fuel | Electric | Gas | Oil | Propane
[12 empty] | Abbreviation | E | G | O | P
| TAB BREAKOUT |  |  |  |  | [PULL FORMULA DOWN] | [PULL FORMULA DOWN]
# | Primary Fuel | Secondary Fuel (blank OK) | End Use | Market (RET or MD) | Custom Field (blank OK) | Fuel Abbreviations | End Use Abbr. | UNIQUE MEASURE NAME | Long Name |  |  | Sector
1 | Electric |  | Refrigeration | MD |  | E | Refr | CI Refrigeration Economizers_CI, E - Refr (MD) | ECM Compressor Condenser Fan Motors |  |  | Sector | Residential | C&I
2 | Electric |  | Refrigeration | RET |  | E | Refr | CI Refrigeration Economizers_CI, E - Refr (RET) | ECM Compressor Condenser Fan Motors |  |  | Abbreviation | Res | CI
3
4 | [11 empty] | Market
5 | [11 empty] | Market | Retrofit | Market-Driven
6 | [11 empty] | Abbreviation | RET | MD
7
8 | [11 empty] | Building Types
9 | [11 empty] | Building Types | Single Family | Multifamily | LI Single Family | LI Multifamily | Small Education - College/University | Small Education - Other | Small Grocery | Small Health - Hospital | Small Health - Other | Small Industrial Manufacturing | Small Institutional/Public Service | Small Lodging | Small Miscellaneous/Other | Small Office | Small Restaurant | Small Retail | Small Warehouse | Large Education - College/University | Large Education - Other | Large Grocery | Large Health - Hospital | Large Health - Other | Large Industrial Manufacturing | Large Institutional/Public Service | Large Lodging | Large Miscellaneous/Other | Large Office | Large Restaurant | Large Retail | Large Warehouse
10
End Use
[12 empty] | End Use | Appliances | Cooking | Cooling | Exterior Lighting | Interior Lighting | Other | Plug Loads | Refrigeration | Space Heating | Ventilation | Water Heating | Drives | Motors and VFDs | Compressed Air Systems | Process Cooling and Refrigeration | Process Heating | Total Electric | Total Gas
[12 empty] | Abbreviation | Appl | Cook | Cool | ExtL | IntL | Oth | Plug | Refr | Heat | Vent | HWat | Driv | Motr | CAS | PrC | PrH | TotE | TotG
KEY FOR MEASURE DATA ROWS
CALCULATED FIELD
ENTER MANUALLY OR FORMULAICALLY FROM CALCULATIONS SECTION
MEASURE DATA
SOURCES
| GENERAL ('Measures' Sheet) INPUTS | 1 | 2 | 3 | 4 | 5 | 6 | 7 | 8 | 9 | 10 | 1 | 2 | 3 | 4 | 5 | 6 | 7 | 8 | 9 | 10
1 | Measure Name | 1: CI Refrigeration Economizers_CI, E - Refr (MD); 2: CI Refrigeration Economizers_CI, E - Refr (RET); SOURCES 1: CI Refrigeration Economizers_CI, E - Refr (MD); SOURCES 2: CI Refrigeration Economizers_CI, E - Refr (RET)
2 | Measure Long Name | 1: ECM Compressor Condenser Fan Motors; 2: ECM Compressor Condenser Fan Motors; SOURCES 1: -; SOURCES 2: -
3 | Parent Measure Name | 1: CI Refrigeration Economizers_CI, E - Refr (MD); 2: CI Refrigeration Economizers_CI, E - Refr (RET); SOURCES 1: -; SOURCES 2: -
4 | Parent Measure Long Name | 1: ECM Compressor Condenser Fan Motors; 2: ECM Compressor Condenser Fan Motors; SOURCES 1: -; SOURCES 2: -
5 | Sector | 1: C&I; 2: C&I; SOURCES 1: -; SOURCES 2: -
6 | Description | 1: Replacing an existing shaded pole and permanent split capacitor motors with higher efficiency electronically commutated motors (ECM) in a commercial refrigeration system compressor or condensing unit.; 2: Replacing an existing shaded pole and permanent split capacitor motors with higher efficiency electronically commutated motors (ECM) in a commercial refrigeration system compressor or condensing unit.; SOURCES 1: -; SOURCES 2: -
7 | Life | 1: 15; 2: 15; SOURCES 1: -; SOURCES 2: -
8 | Exist. Life | bar: SOURCES 1 to SOURCES 2
9 | Primary Fuel | bar: 1 to SOURCES 2
10 | Secondary Fuel | bar: 1 to SOURCES 2
11 | Primary Fuel End Use | 1: Refrigeration; 2: Refrigeration; SOURCES 1: -; SOURCES 2: -
12 | Secondary Fuel End Use | bar: SOURCES 1 to SOURCES 2
13 | Elec Load Shape | bar: SOURCES 1 to SOURCES 2
14 | Fuel Switch (Y/N) | bar: SOURCES 1 to SOURCES 2
15 | Waste Heat Adjust. (Y/N) | bar: SOURCES 1 to SOURCES 2
16 | Depends On | bar: SOURCES 1 to SOURCES 2
17 | Links With | bar: SOURCES 1 to SOURCES 2
18 | Mutual Exclusivity | bar: SOURCES 1 to SOURCES 2
19 | bar: SOURCES 1 to SOURCES 2
20 | GENERAL ('MeasChars' Sheet) INPUTS | 1: ECM Compressor Condenser Fan Motors; 2: ECM Compressor Condenser Fan Motors; SOURCES 1: -; SOURCES 2: -
21 | Mkt (MD or RET) | 1: MD; 2: RET; SOURCES 1: -; SOURCES 2: -
22 | Target Markets (NC, RENO, REPL, RET) | 1: NC, RENO, REPL; 2: RET; SOURCES 1: -; SOURCES 2: -
23 | Baseline Description | 1: PSC compressor or condensing unit fan motors; 2: Existing shaded pole or PSC compressor or condensing unit fan motors; SOURCES 1: -; SOURCES 2: -
24 | Efficient Description | 1: ECM compressor or condensing unit fan motors; 2: ECM compressor or condensing unit fan motors; SOURCES 1: -; SOURCES 2: -
25 | Start Year | 1: #REF!; 2: #REF!; SOURCES 1: -; SOURCES 2: -
26 | End Year | 1: #REF!; 2: #REF!; SOURCES 1: -; SOURCES 2: -
27 | Building type assumed for characterization | 1: Large Grocery; 2: Large Grocery; SOURCES 1: -; SOURCES 2: -
28 | Units for Costs & Savings Values | bar: SOURCES 1 to SOURCES 2
29 | Efficient kW ¦ MMBtu | bar: SOURCES 1 to SOURCES 2
30 | Baseline kW ¦ MMBtu | bar: SOURCES 1 to SOURCES 2
31 | Full Load Hours | bar: SOURCES 1 to SOURCES 2
32 | kWh ¦ MMBtu Annual Savings | 1: 5422.1451; 2: 5422.1451; SOURCES 1: -; SOURCES 2: -
33 | % Savings (primary fuel) | 1: 0%; 2: 0%; SOURCES 1: 8; SOURCES 2: 8
34 | Efficient Equip Cost | bar: SOURCES 1 to SOURCES 2
35 | Baseline Equip Cost | bar: SOURCES 1 to SOURCES 2
36 | Incremental Cost | 1: 0; 2: 0; SOURCES 1: -; SOURCES 2: -
37 | Incremental Cost per kWh ¦ MMBtu Saved | 1: 0; 2: 0; SOURCES 1: 8; SOURCES 2: 8
38 | bar: SOURCES 1 to SOURCES 2
39 | SECONDARY END-USE FUEL IMPACTS (MMBtu/kWh), OR Elec Impacts (kWh/MMBtu) | 1: ECM Compressor Condenser Fan Motors; 2: ECM Compressor Condenser Fan Motors; SOURCES 1: -; SOURCES 2: -
40 | Fossil Fuel (or Elec) Savings - increased use is negative (MMBtu/yr ¦ kWh/yr) | 1: 0; 2: 0; SOURCES 1: -; SOURCES 2: -
41 | Annual Fossil Fuel (or Elec) Savings per Elec (or FF) Savings - increased is negative (MMBtu/kWh ¦ kWh/MMBtu saved) | 1: 0; 2: 0; SOURCES 1: -; SOURCES 2: -
42 | bar: SOURCES 1 to SOURCES 2
43 | EARLY-RETIREMENT RETROFIT MEASURE INPUTS | bar: SOURCES 1 to SOURCES 2
44 | Baseline Equip. Life | 1: 0; 2: 0; SOURCES 1: -; SOURCES 2: -
45 | Baseline Equip. Age | 1: 0; 2: 0; SOURCES 1: -; SOURCES 2: -
46 | Baseline Cost | bar: SOURCES 1 to SOURCES 2
47 | Baseline Cost per kWh ¦ MMBtu saved | 1: 0; 2: 0; SOURCES 1: -; SOURCES 2: -
48 | Baseline shift savings factor (for RET) | 1: 0; 2: 0; SOURCES 1: -; SOURCES 2: -
49 | bar: SOURCES 1 to SOURCES 2
50 | O&M INPUTS | bar: SOURCES 1 to SOURCES 2
51 | Efficient Component 1 (description) | bar: SOURCES 1 to SOURCES 2
52 | Eff Component 1 Life (years) | bar: SOURCES 1 to SOURCES 2
53 | Eff Component 1 Replacement Cost | bar: SOURCES 1 to SOURCES 2
54 | Eff Component 1 Replacement Cost per kWh ¦ MMBtu saved | bar: SOURCES 1 to SOURCES 2
55 | Efficient Component 2 (description) | bar: SOURCES 1 to SOURCES 2
56 | Eff Component 2 Life (years) | bar: SOURCES 1 to SOURCES 2
57 | Eff Component 2 Replacement Cost | bar: SOURCES 1 to SOURCES 2
58 | Eff Component 2 Replacement Cost per kWh ¦ MMBtu saved | bar: SOURCES 1 to SOURCES 2
59 | Baseline Component 1 (description) | bar: SOURCES 1 to SOURCES 2
60 | Baseline Component 1 Life (years) | bar: SOURCES 1 to SOURCES 2
61 | Baseline Component 1 Replacement Cost | bar: SOURCES 1 to SOURCES 2
62 | Baseline Component 1 Replacement Cost per kWh ¦ MMBtu saved | bar: SOURCES 1 to SOURCES 2
63 | Baseline Component 2 (description) | bar: SOURCES 1 to SOURCES 2
64 | Baseline Component 2 Life (years) | bar: SOURCES 1 to SOURCES 2
65 | Baseline Component 2 Replacement Cost | bar: SOURCES 1 to SOURCES 2
66 | Baseline Component 2 Replacement Cost per kWh ¦ MMBtu saved | bar: SOURCES 1 to SOURCES 2
67 | O&M Annual Levelized Cost ($/kWh ¦ $/MMBtu) | bar: SOURCES 1 to SOURCES 2
68 | bar: SOURCES 1 to SOURCES 2
69 | Water INPUTS | bar: SOURCES 1 to SOURCES 2
70 | Water (gal/yr) | 1: 0; 2: 0; SOURCES 1: -; SOURCES 2: -
71 | Water [gal/yr per kWh ¦ MMBtu saved] | 1: 0; 2: 0; SOURCES 1: -; SOURCES 2: -
| With fan control installed | 1: ΔkWh = [HP * kWhCond] + [((kWEvap * nFans) – kWCirc) * Hours * DCComp * BF] – [kWEcon * DCEcon * Hours]
| Without fan control installed | 1: ΔkWh = [HP * kWhCond] – [kWEcon * DCEcon * Hours]
CALCULATIONS
| INPUTS/VARIABLES | 1: VALUE; 2: SOURCE; 3: DESCRIPTION
| Measure life | 1: 15; 2: IL TRM V12 pg. 815-817
| Incremental cost | 1: Actual; 2: IL TRM V12 pg. 815-817
| CF | 1: 0; 2: IL TRM V12 pg. 815-817
| HP | 1: Actual; 2: IL TRM V12 pg. 815-817; 3: Average annual kWh savings per square foot of infiltration barrier
| kWhcond | 1: Table; 2: IL TRM V12 pg. 815-817; 3: Doorway area in sqft.
| Hours | 1: 2376; 2: IL TRM V12 pg. 815-817; 3: Number of annual hours that economizer operates
| DCComp | 1: 0.5; 2: IL TRM V12 pg. 815-817; 3: Duty cycle of the compressor
| kWEvap | 1: 0.126; 2: IL TRM V12 pg. 815-817; 3: Connected load kW of each evaporator fan
| kWCirc | 1: 0.035; 2: IL TRM V12 pg. 815-817; 3: Connected load kW of the circulating fan
| nFans | 1: 1; 2: IL TRM V12 pg. 815-817; 3: Number of evaporator fans
| DCEcon | 1: 0.63; 2: IL TRM V12 pg. 815-817; 3: Duty cycle of the economizer fan on days that are cool enough for the economizer to be working
| BF | 1: 1.3; 2: IL TRM V12 pg. 815-817; 3: Bonus factor for reduced cooling load from reduction of waste heat generation as a result of running the evaporator fan less
| kWEcon | 1: 0.227; 2: IL TRM V12 pg. 815-817; 3: Connected load kW of the economizer fan
| Fan control type | 1: Condensing unit type; 2: kWhCond; 3: HP; 4: delkWh; 5: delkW; 6: % Savings; 7: Incremental Cost; 8: Incremental Cost/kWh; 9: Weighting
| With fan control | 1: Hemetic/Semi-Hermetic; 2: 1256; 3: 5; 4: 6080.7486; 5: 2.5592; 9: 0.16667
| With fan control | 1: Scroll; 2: 1108; 3: 5; 4: 5340.7486; 5: 2.2478; 9: 0.16667
| With fan control | 1: Discus; 2: 1051; 3: 5; 4: 5055.7486; 5: 2.1278; 9: 0.16667
| Without fan control | 1: Hemetic/Semi-Hermetic; 2: 1256; 3: 5; 4: 5940.2082; 5: 2.5001; 9: 0.16667
| Without fan control | 1: Scroll; 2: 1108; 3: 5; 4: 5200.2082; 5: 2.1886; 9: 0.16667
| Without fan control | 1: Discus; 2: 1051; 3: 5; 4: 4915.2082; 5: 2.0687; 9: 0.16667
| WEIGHTED AVERAGE | 4: 5422.1451; 5: 2.282; 6: 0; 7: 0; 8: 0
Note on C113: [Threaded comment] Your version of Excel allows you to read this threaded comment; however, any edits to it will get removed if the file is opened in a newer version of Excel. Learn more: https://go.microsoft.com/fwlink/?linkid=870924 Comment: IL TRM specific value
Note on C116: [Threaded comment] Your version of Excel allows you to read this threaded comment; however, any edits to it will get removed if the file is opened in a newer version of Excel. Learn more: https://go.microsoft.com/fwlink/?linkid=870924 Comment: Random assumption of highest Hours value from IL TRM cities
Note on C120: [Threaded comment] Your version of Excel allows you to read this threaded comment; however, any edits to it will get removed if the file is opened in a newer version of Excel. Learn more: https://go.microsoft.com/fwlink/?linkid=870924 Comment: Characterized for the unitary condition
Note on E127: [Threaded comment] Your version of Excel allows you to read this threaded comment; however, any edits to it will get removed if the file is opened in a newer version of Excel. Learn more: https://go.microsoft.com/fwlink/?linkid=870924 Comment: Random assumption from IL TRM example

## CI Low Flow Showerheads
| MEASURE GROUP DEFINITION |  |  |  | REGION | #REF!
| INPUT CELLS | CALCULATED CELLS
| MEASURE NAME | [10 empty] | TAB NAMING LOOKUPS (DEFINED BY OVERALL PROJECT, NOT SPECIFIC MEASURE)
| Short Name (Same as Tab Name!) | Long Name | Sector (full name) | Life | Life Source | [6 empty] | Fuel Type
| CI Low Flow Showerheads | Low Flow Showerheads | C&I | 10 | 7 | [6 empty] | Fuel | Electric | Gas | Oil | Propane
[12 empty] | Abbreviation | E | G | O | P
| TAB BREAKOUT |  |  |  |  | [PULL FORMULA DOWN] | [PULL FORMULA DOWN]
# | Primary Fuel | Secondary Fuel (blank OK) | End Use | Market (RET or MD) | Custom Field (blank OK) | Fuel Abbreviations | End Use Abbr. | UNIQUE MEASURE NAME | Long Name |  |  | Sector
1 | Electric |  | Water Heating | MD |  | E | HWat | CI Low Flow Showerheads_CI, E - HWat (MD) | Low Flow Showerheads |  |  | Sector | Residential | C&I
2 | Propane |  | Water Heating | RET |  | P | HWat | CI Low Flow Showerheads_CI, P - HWat (RET) | Low Flow Showerheads |  |  | Abbreviation | Res | CI
3
4 | [11 empty] | Market
5 | [11 empty] | Market | Retrofit | Market-Driven
6 | [11 empty] | Abbreviation | RET | MD
7
8 | [11 empty] | Building Types
9 | [11 empty] | Building Types | Single Family | Multifamily | LI Single Family | LI Multifamily | Small Education - College/University | Small Education - Other | Small Grocery | Small Health - Hospital | Small Health - Other | Small Industrial Manufacturing | Small Institutional/Public Service | Small Lodging | Small Miscellaneous/Other | Small Office | Small Restaurant | Small Retail | Small Warehouse | Large Education - College/University | Large Education - Other | Large Grocery | Large Health - Hospital | Large Health - Other | Large Industrial Manufacturing | Large Institutional/Public Service | Large Lodging | Large Miscellaneous/Other | Large Office | Large Restaurant | Large Retail | Large Warehouse
10
End Use
[12 empty] | End Use | Appliances | Cooking | Cooling | Exterior Lighting | Interior Lighting | Other | Plug Loads | Refrigeration | Space Heating | Ventilation | Water Heating | Drives | Motors and VFDs | Compressed Air Systems | Process Cooling and Refrigeration | Process Heating | Total Electric | Total Gas
[12 empty] | Abbreviation | Appl | Cook | Cool | ExtL | IntL | Oth | Plug | Refr | Heat | Vent | HWat | Driv | Motr | CAS | PrC | PrH | TotE | TotG
KEY FOR MEASURE DATA ROWS
CALCULATED FIELD
ENTER MANUALLY OR FORMULAICALLY FROM CALCULATIONS SECTION
MEASURE DATA
SOURCES
| GENERAL ('Measures' Sheet) INPUTS | 1 | 2 | 3 | 4 | 5 | 6 | 7 | 8 | 9 | 10 | 1 | 2 | 3 | 4 | 5 | 6 | 7 | 8 | 9 | 10
1 | Measure Name | 1: CI Low Flow Showerheads_CI, E - HWat (MD); 2: CI Low Flow Showerheads_CI, P - HWat (RET); SOURCES 1: CI Low Flow Showerheads_CI, E - HWat (MD); SOURCES 2: CI Low Flow Showerheads_CI, P - HWat (RET)
2 | Measure Long Name | 1: Low Flow Showerheads; 2: Low Flow Showerheads; SOURCES 1: -; SOURCES 2: -
3 | Parent Measure Name | 1: CI Low Flow Showerheads_CI, E - HWat (MD); 2: CI Low Flow Showerheads_CI, P - HWat (RET); SOURCES 1: -; SOURCES 2: -
4 | Parent Measure Long Name | 1: Low Flow Showerheads; 2: Low Flow Showerheads; SOURCES 1: -; SOURCES 2: -
5 | Sector | 1: C&I; 2: C&I; SOURCES 1: -; SOURCES 2: -
6 | Description | 1: Replacement of failed or working tankless-type (instantaneous) FF water heaters in commercial facilities with more efficient tankless water heaters.; 2: Replacement of failed or working tankless-type (instantaneous) FF water heaters in commercial facilities with more efficient tankless water heaters.; SOURCES 1: -; SOURCES 2: -
7 | Life | 1: 10; 2: 10; SOURCES 1: -; SOURCES 2: -
8 | Exist. Life | bar: SOURCES 1 to SOURCES 2
9 | Primary Fuel | 1: E; 2: Prp; SOURCES 1: -; SOURCES 2: -
10 | Secondary Fuel | bar: 1 to SOURCES 2
11 | Primary Fuel End Use | 1: Water Heating; 2: Water Heating; SOURCES 1: -; SOURCES 2: -
12 | Secondary Fuel End Use | bar: SOURCES 1 to SOURCES 2
13 | Elec Load Shape | bar: SOURCES 1 to SOURCES 2
14 | Fuel Switch (Y/N) | bar: SOURCES 1 to SOURCES 2
15 | Waste Heat Adjust. (Y/N) | bar: SOURCES 1 to SOURCES 2
16 | Depends On | bar: SOURCES 1 to SOURCES 2
17 | Links With | bar: SOURCES 1 to SOURCES 2
18 | Mutual Exclusivity | bar: SOURCES 1 to SOURCES 2
19 | bar: SOURCES 1 to SOURCES 2
20 | GENERAL ('MeasChars' Sheet) INPUTS | 1: Low Flow Showerheads; 2: Low Flow Showerheads; SOURCES 1: -; SOURCES 2: -
21 | Mkt (MD or RET) | 1: MD; 2: RET; SOURCES 1: -; SOURCES 2: -
22 | Target Markets (NC, RENO, REPL, RET) | 1: NC,RENO,REPL; 2: RET; SOURCES 1: -; SOURCES 2: -
23 | Baseline Description | 1: Standard efficiency tankless gas water heater; 2: Existing, standard efficiency tankless gas water heater; SOURCES 1: -; SOURCES 2: -
24 | Efficient Description | 1: High-efficiency tankless gas water heater; 2: High-efficiency tankless gas water heater; SOURCES 1: -; SOURCES 2: -
25 | Start Year | 1: #REF!; 2: #REF!; SOURCES 1: -; SOURCES 2: -
26 | End Year | 1: #REF!; 2: #REF!; SOURCES 1: -; SOURCES 2: -
27 | Building type assumed for characterization | 1: Small Office; 2: Small Office; SOURCES 1: -; SOURCES 2: -
28 | Units for Costs & Savings Values | 1: Water Heater; 2: Water Heater; SOURCES 1: -; SOURCES 2: -
29 | Efficient kW ¦ MMBtu | bar: SOURCES 1 to SOURCES 2
30 | Baseline kW ¦ MMBtu | bar: SOURCES 1 to SOURCES 2
31 | Full Load Hours | bar: SOURCES 1 to SOURCES 2
32 | kWh ¦ MMBtu Annual Savings | 1: 1033.2922; 2: 52.0779; SOURCES 1: -; SOURCES 2: -
33 | % Savings (primary fuel) | 1: 34.46%; 2: 34.46%; SOURCES 1: 11; SOURCES 2: 11
34 | Efficient Equip Cost | bar: SOURCES 1 to SOURCES 2
35 | Baseline Equip Cost | bar: SOURCES 1 to SOURCES 2
36 | Incremental Cost | 1: 12; 2: 12; SOURCES 1: -; SOURCES 2: -
37 | Incremental Cost per kWh ¦ MMBtu Saved | 1: 0.012231; 2: 0.24267; SOURCES 1: 8; SOURCES 2: 8
38 | bar: SOURCES 1 to SOURCES 2
39 | SECONDARY END-USE FUEL IMPACTS (MMBtu/kWh), OR Elec Impacts (kWh/MMBtu) | 1: Low Flow Showerheads; 2: Low Flow Showerheads; SOURCES 1: -; SOURCES 2: -
40 | Fossil Fuel (or Elec) Savings - increased use is negative (MMBtu/yr ¦ kWh/yr) | bar: SOURCES 1 to SOURCES 2
41 | Annual Fossil Fuel (or Elec) Savings per Elec (or FF) Savings - increased is negative (MMBtu/kWh ¦ kWh/MMBtu saved) | bar: SOURCES 1 to SOURCES 2
42 | bar: SOURCES 1 to SOURCES 2
43 | EARLY-RETIREMENT RETROFIT MEASURE INPUTS | bar: SOURCES 1 to SOURCES 2
44 | Baseline Equip. Life | 2: #REF!; SOURCES 1: -; SOURCES 2: -
45 | Baseline Equip. Age | 2: 8; SOURCES 1: -; SOURCES 2: -
46 | Baseline Cost | 2: #REF!; SOURCES 1: -; SOURCES 2: -
47 | Baseline Cost per kWh ¦ MMBtu saved | 2: #REF!; SOURCES 1: -; SOURCES 2: -
48 | Baseline shift savings factor (for RET) | bar: 2; SOURCES 1 to SOURCES 2
49 | bar: SOURCES 1 to SOURCES 2
50 | O&M INPUTS | bar: SOURCES 1 to SOURCES 2
51 | Efficient Component 1 (description) | bar: SOURCES 1 to SOURCES 2
52 | Eff Component 1 Life (years) | bar: SOURCES 1 to SOURCES 2
53 | Eff Component 1 Replacement Cost | bar: SOURCES 1 to SOURCES 2
54 | Eff Component 1 Replacement Cost per kWh ¦ MMBtu saved | bar: SOURCES 1 to SOURCES 2
55 | Efficient Component 2 (description) | bar: SOURCES 1 to SOURCES 2
56 | Eff Component 2 Life (years) | bar: SOURCES 1 to SOURCES 2
57 | Eff Component 2 Replacement Cost | bar: SOURCES 1 to SOURCES 2
58 | Eff Component 2 Replacement Cost per kWh ¦ MMBtu saved | bar: SOURCES 1 to SOURCES 2
59 | Baseline Component 1 (description) | bar: SOURCES 1 to SOURCES 2
60 | Baseline Component 1 Life (years) | bar: SOURCES 1 to SOURCES 2
61 | Baseline Component 1 Replacement Cost | bar: SOURCES 1 to SOURCES 2
62 | Baseline Component 1 Replacement Cost per kWh ¦ MMBtu saved | bar: SOURCES 1 to SOURCES 2
63 | Baseline Component 2 (description) | bar: SOURCES 1 to SOURCES 2
64 | Baseline Component 2 Life (years) | bar: SOURCES 1 to SOURCES 2
65 | Baseline Component 2 Replacement Cost | bar: SOURCES 1 to SOURCES 2
66 | Baseline Component 2 Replacement Cost per kWh ¦ MMBtu saved | bar: SOURCES 1 to SOURCES 2
67 | O&M Annual Levelized Cost ($/kWh ¦ $/MMBtu) | bar: SOURCES 1 to SOURCES 2
68 | bar: SOURCES 1 to SOURCES 2
69 | Water INPUTS | bar: SOURCES 1 to SOURCES 2
70 | Water (gal/yr) | bar: SOURCES 1 to SOURCES 2
71 | Water [gal/yr per kWh ¦ MMBtu saved] | bar: SOURCES 1 to SOURCES 2
ΔkWh = %ElectricDHW * ((GPM_base * L_base - GPM_low * L_low) * NSPD * 365.25) * EPG_electric * ISR
ΔkWhwater = ΔWater (gallons) / 1,000,000 * Ewater total
Hours = ((GPM_base * L_base) *NSPD * 365.25 ) * 0.608 / GPH
CALCULATIONS
| Inputs | 1: Value; 2: Source; 3: Definition
| Measure life | 1: 10; 2: IL TRM V12 pg. 230-235
| Incremental Cost | 1: 12; 2: IL TRM V12 pg. 230-235
| CF | 1: 0.028; 2: IL TRM V12 pg. 230-235
| %ElecDHW | 1: 1; 2: IL TRM V12 pg. 230-235
| GPM_base | 1: 2.67; 2: IL TRM V12 pg. 230-235
| GPM_low | 1: Table; 2: IL TRM V12 pg. 230-235
| L_base | 1: 8.2; 2: IL TRM V12 pg. 230-235
| L_low | 1: 8.2; 2: IL TRM V12 pg. 230-235
| NSPD | 1: Actual; 2: IL TRM V12 pg. 230-235
| EPG_elec | 1: 0.125; 2: IL TRM V12 pg. 230-235
| EPG_gas | 1: 0.0063; 2: IL TRM V12 pg. 230-235
| GPH | 1: 53.9; 2: IL TRM V12 pg. 230-235
| Ewatertotal | 1: 5010; 2: IL TRM V12 pg. 230-235
| GPM_low | 1: NSPD; 2: delWater; 3: delkWhwater; 4: delkWh; 5: Hours; 6: delkW; 7: % Savings; 8: Incremental Cost; 9: Incremental Cost/kWh; 10: Weightage
| 2 | 1: 3; 2: 6020.0505; 3: 30.1605; 4: 752.5063; 5: 270.6147; 6: 0.07786; 7: 25.09%; 9: 0.015947; 10: 0.33333
| 1.75 | 1: 3; 2: 8266.338; 3: 41.4144; 4: 1033.2922; 5: 270.6147; 6: 0.10691; 7: 34.46%; 9: 0.011613; 10: 0.33333
| 1.5 | 1: 3; 2: 10512.6255; 3: 52.6683; 4: 1314.0782; 5: 270.6147; 6: 0.13597; 7: 43.82%; 9: 0.0091319; 10: 0.33333
| WEIGHTED AVERAGE | 4: 1033.2922; 5: 270.6147; 6: 0.10691; 7: 0.34457; 8: 0; 9: 0.012231
| GPM_low | 1: NSPD; 2: delWater; 3: delkWhwater; 4: delMMBtu; 7: % Savings; 8: Incremental Cost; 9: Incremental Cost/MMBtu; 10: Weightage
| 2 | 1: 3; 2: 6020.0505; 3: 30.1605; 4: 37.9263; 7: 25.09%; 9: 0.3164; 10: 0.33333
| 1.75 | 1: 3; 2: 8266.338; 3: 41.4144; 4: 52.0779; 7: 34.46%; 9: 0.23042; 10: 0.33333
| 1.5 | 1: 3; 2: 10512.6255; 3: 52.6683; 4: 66.2295; 7: 43.82%; 9: 0.18119; 10: 0.33333
| WEIGHTED AVERAGE | 4: 52.0779; 5: 0; 6: 0; 7: 0.34457; 8: 0; 9: 0.24267
Note on C124: [Threaded comment] Your version of Excel allows you to read this threaded comment; however, any edits to it will get removed if the file is opened in a newer version of Excel. Learn more: https://go.microsoft.com/fwlink/?linkid=870924 Comment: IL Centric value, needs to be normalized to PR levels

## Misc CI Ltg
| MEASURE GROUP DEFINITION |  |  |  | REGION | #REF!
| INPUT CELLS | CALCULATED CELLS
| MEASURE NAME | [10 empty] | TAB NAMING LOOKUPS (DEFINED BY OVERALL PROJECT, NOT SPECIFIC MEASURE)
| Short Name (Same as Tab Name!) | Long Name | Sector (full name) | Life | Life Source | [6 empty] | Fuel Type
| Misc CI Ltg | Miscellaneous Commercial/Industrial Lighting | C&I | 15 | 3 | [6 empty] | Fuel | Electric | Gas | Oil | Propane
[12 empty] | Abbreviation | E | G | O | P
| TAB BREAKOUT |  |  |  |  | [PULL FORMULA DOWN] | [PULL FORMULA DOWN]
# | Primary Fuel | Secondary Fuel (blank OK) | End Use | Market (RET or MD) | Custom Field (blank OK) | Fuel Abbreviations | End Use Abbr. | UNIQUE MEASURE NAME | Long Name |  |  | Sector
1 | Electric |  | Interior Lighting | RET | No Heat | E | IntL | Misc CI Ltg_CI, E - IntL [No Heat] (RET) | Miscellaneous Commercial/Industrial Lighting |  |  | Sector | Residential | C&I
2 | [11 empty] | Abbreviation | Res | CI
3
4 | [11 empty] | Market
5 | [11 empty] | Market | Retrofit | Market-Driven
6 | [11 empty] | Abbreviation | RET | MD
7
8 | [11 empty] | Building Types
9 | [11 empty] | Building Types | Single Family | Multifamily | LI Single Family | LI Multifamily | Small Education - College/University | Small Education - Other | Small Grocery | Small Health - Hospital | Small Health - Other | Small Industrial Manufacturing | Small Institutional/Public Service | Small Lodging | Small Miscellaneous/Other | Small Office | Small Restaurant | Small Retail | Small Warehouse | Large Education - College/University | Large Education - Other | Large Grocery | Large Health - Hospital | Large Health - Other | Large Industrial Manufacturing | Large Institutional/Public Service | Large Lodging | Large Miscellaneous/Other | Large Office | Large Restaurant | Large Retail | Large Warehouse
10
End Use
[12 empty] | End Use | Appliances | Cooking | Cooling | Exterior Lighting | Interior Lighting | Other | Plug Loads | Refrigeration | Space Heating | Ventilation | Water Heating | Drives | Motors and VFDs | Compressed Air Systems | Process Cooling and Refrigeration | Process Heating | Total Electric | Total Gas
[12 empty] | Abbreviation | Appl | Cook | Cool | ExtL | IntL | Oth | Plug | Refr | Heat | Vent | HWat | Driv | Motr | CAS | PrC | PrH | TotE | TotG
KEY FOR MEASURE DATA ROWS
CALCULATED FIELD
ENTER MANUALLY OR FORMULAICALLY FROM CALCULATIONS SECTION
MEASURE DATA
SOURCES
| GENERAL ('Measures' Sheet) INPUTS | 1 | 2 | 3 | 4 | 5 | 6 | 7 | 8 | 9 | 10 | 1 | 2 | 3 | 4 | 5 | 6 | 7 | 8 | 9 | 10
1 | Measure Name | 1: Misc CI Ltg_CI, E - IntL [No Heat] (RET); SOURCES 1: Misc CI Ltg_CI, E - IntL [No Heat] (RET)
2 | Measure Long Name | 1: Miscellaneous Commercial/Industrial Lighting; SOURCES 1: -
3 | Parent Measure Name | 1: Misc CI Ltg_CI, E - IntL [No Heat] (RET); SOURCES 1: -
4 | Parent Measure Long Name | 1: Miscellaneous Commercial/Industrial Lighting; SOURCES 1: -
5 | Sector | 1: C&I; SOURCES 1: -
6 | Description | 1: Replace a non-LED exit sign with an LED sign (or replace the lights therein); SOURCES 1: -
7 | Life | 1: 15; SOURCES 1: -
8 | Exist. Life | bar: SOURCES 1
9 | Primary Fuel | bar: 1 to SOURCES 1
10 | Secondary Fuel | bar: SOURCES 1
11 | Primary Fuel End Use | 1: Interior Lighting; SOURCES 1: -
12 | Secondary Fuel End Use | bar: SOURCES 1
13 | Elec Load Shape | bar: SOURCES 1
14 | Fuel Switch (Y/N) | bar: SOURCES 1
15 | Waste Heat Adjust. (Y/N) | bar: SOURCES 1
16 | Depends On | bar: SOURCES 1
17 | Links With | bar: SOURCES 1
18 | Mutual Exclusivity | bar: SOURCES 1
19 | bar: SOURCES 1
20 | GENERAL ('MeasChars' Sheet) INPUTS | 1: Miscellaneous Commercial/Industrial Lighting; SOURCES 1: -
21 | Mkt (MD or RET) | 1: RET; SOURCES 1: -
22 | Target Markets (NC, RENO, REPL, RET) | 1: RET; SOURCES 1: -
23 | Baseline Description | 1: Non-LED Exit Sign; SOURCES 1: -
24 | Efficient Description | 1: LED Exit Sign; SOURCES 1: -
25 | Start Year | 1: #REF!; SOURCES 1: -
26 | End Year | 1: #REF!; SOURCES 1: -
27 | Building type assumed for characterization | 1: Small Office; SOURCES 1: -
28 | Units for Costs & Savings Values | bar: SOURCES 1
29 | Efficient kW ¦ MMBtu | bar: SOURCES 1
30 | Baseline kW ¦ MMBtu | bar: SOURCES 1
31 | Full Load Hours | bar: SOURCES 1
32 | kWh ¦ MMBtu Annual Savings | 1: 72.9864; SOURCES 1: -
33 | % Savings (primary fuel) | 1: 68.06%; SOURCES 1: 3,6,7,23; SOURCES 2: 3,6,7,23; SOURCES 3: 3,6,7,23
34 | Efficient Equip Cost | bar: SOURCES 1
35 | Baseline Equip Cost | bar: SOURCES 1
36 | Incremental Cost | 1: 0; SOURCES 1: -
37 | Incremental Cost per kWh ¦ MMBtu Saved | 1: 0; SOURCES 1: 4; SOURCES 2: 4; SOURCES 3: 4
38 | bar: SOURCES 1
39 | SECONDARY END-USE FUEL IMPACTS (MMBtu/kWh), OR Elec Impacts (kWh/MMBtu) | 1: Miscellaneous Commercial/Industrial Lighting; SOURCES 1: -
40 | Fossil Fuel (or Elec) Savings - increased use is negative (MMBtu/yr ¦ kWh/yr) | bar: SOURCES 1
41 | Annual Fossil Fuel (or Elec) Savings per Elec (or FF) Savings - increased is negative (MMBtu/kWh ¦ kWh/MMBtu saved) | bar: SOURCES 1
42 | bar: SOURCES 1
43 | EARLY-RETIREMENT RETROFIT MEASURE INPUTS | bar: SOURCES 1
44 | Baseline Equip. Life | bar: SOURCES 1
45 | Baseline Equip. Age | bar: SOURCES 1
46 | Baseline Cost | bar: SOURCES 1
47 | Baseline Cost per kWh ¦ MMBtu saved | bar: SOURCES 1
48 | Baseline shift savings factor (for RET) | bar: SOURCES 1
49 | bar: SOURCES 1
50 | O&M INPUTS | 1: Miscellaneous Commercial/Industrial Lighting; SOURCES 1: -
51 | Efficient Component 1 (description) | bar: SOURCES 1
52 | Eff Component 1 Life (years) | bar: SOURCES 1
53 | Eff Component 1 Replacement Cost | bar: SOURCES 1
54 | Eff Component 1 Replacement Cost per kWh ¦ MMBtu saved | bar: SOURCES 1
55 | Efficient Component 2 (description) | bar: SOURCES 1
56 | Eff Component 2 Life (years) | bar: SOURCES 1
57 | Eff Component 2 Replacement Cost | bar: SOURCES 1
58 | Eff Component 2 Replacement Cost per kWh ¦ MMBtu saved | bar: SOURCES 1
59 | Baseline Component 1 (description) | 1: Baseline Lamp; 2: Baseline Lamp; 3: Baseline Lamp; SOURCES 1: -
60 | Baseline Component 1 Life (years) | 1: #REF!; 2: #REF!; 3: #REF!; SOURCES 1: -
61 | Baseline Component 1 Replacement Cost | bar: SOURCES 1
62 | Baseline Component 1 Replacement Cost per kWh ¦ MMBtu saved | 1: #REF!; 2: #REF!; 3: #REF!; SOURCES 1: -
63 | Baseline Component 2 (description) | bar: SOURCES 1
64 | Baseline Component 2 Life (years) | bar: SOURCES 1
65 | Baseline Component 2 Replacement Cost | bar: SOURCES 1
66 | Baseline Component 2 Replacement Cost per kWh ¦ MMBtu saved | bar: SOURCES 1
67 | O&M Annual Levelized Cost ($/kWh ¦ $/MMBtu) | bar: SOURCES 1
68 | bar: SOURCES 1
69 | Water INPUTS | bar: SOURCES 1
70 | Water (gal/yr) | bar: SOURCES 1
71 | Water [gal/yr per kWh ¦ MMBtu saved] | bar: SOURCES 1
ΔkWh = ((Wattsbase-WattsEE)/1000) * Hours * WHFe * ISR
CALCULATIONS
| Inputs | 1: Value; 2: Source; 3: Description
| Wattsbase | 1: Actual; 2: IL TRM V12. pg 747-750; 3: Input wattage of the existing system which depends on the baseline fixture
| Wattsee | 1: Actual; 2: IL TRM V12. pg 747-750; 3: New Input wattage of EE fixture which depends on new fixture configuration
| WHFe | 1: 1.08; 2: IL TRM V12. pg 682-684; 3: Waste heat factor for energy to account for cooling energy savings from efficient lighting
| WHFd | 1: 1.3; 2: IL TRM V12. pg 682-684; 3: Waste heat factor for energy to account for cooling demand savings from efficient lighting
| Hours | 1: 3379; 2: IL TRM V12. pg 682-684; 3: Fixture Annual Operating Hours
| CF | 1: 0.67; 2: IL TRM V12. pg 682-684
| Incremental Cost | 2: IL TRM V12. pg 747-750
| Measure life | 1: 15; 2: IL TRM V12. pg 747-750
Submeasure aggregation
| Wattsbase | 1: Wattsee; 2: delkWh; 3: delkW; 4: % Savings; 5: Incremental Cost; 6: Incremental Cost/kWh; 7: Weighting
| 20 | 1: 5; 2: 54.7398; 3: 0.013065; 4: 75%; 6: 0; 7: 0.33333
| 30 | 1: 10; 2: 72.9864; 3: 0.01742; 4: 66.67%; 6: 0; 7: 0.33333
| 40 | 1: 15; 2: 91.233; 3: 0.021775; 4: 62.5%; 6: 0; 7: 0.33333
| WEIGHTED AVERAGE | 2: 72.9864; 3: 0.01742; 4: 0.68056; 5: 0; 6: 0
Note on C112: [Threaded comment] Your version of Excel allows you to read this threaded comment; however, any edits to it will get removed if the file is opened in a newer version of Excel. Learn more: https://go.microsoft.com/fwlink/?linkid=870924 Comment: Default assumed as Unknown. PR level verification needed
Note on B116: [Threaded comment] Your version of Excel allows you to read this threaded comment; however, any edits to it will get removed if the file is opened in a newer version of Excel. Learn more: https://go.microsoft.com/fwlink/?linkid=870924 Comment: Needs PR level Costs of material and labor
Note on B122: [Threaded comment] Your version of Excel allows you to read this threaded comment; however, any edits to it will get removed if the file is opened in a newer version of Excel. Learn more: https://go.microsoft.com/fwlink/?linkid=870924 Comment: Random assumptions. Need PR level verification

## Ext Photo Repair
| MEASURE GROUP DEFINITION |  |  |  | REGION | #REF!
| INPUT CELLS | CALCULATED CELLS
| MEASURE NAME | [10 empty] | TAB NAMING LOOKUPS (DEFINED BY OVERALL PROJECT, NOT SPECIFIC MEASURE)
| Short Name (Same as Tab Name!) | Long Name | Sector (full name) | Life | Life Source | [6 empty] | Fuel Type
| Ext Photo Repair | Exterior Photocell Repair | C&I | 15 | 3 | [6 empty] | Fuel | Electric | Gas | Oil | Propane
[12 empty] | Abbreviation | E | G | O | P
| TAB BREAKOUT |  |  |  |  | [PULL FORMULA DOWN] | [PULL FORMULA DOWN]
# | Primary Fuel | Secondary Fuel (blank OK) | End Use | Market (RET or MD) | Custom Field (blank OK) | Fuel Abbreviations | End Use Abbr. | UNIQUE MEASURE NAME | Long Name |  |  | Sector
1 | Electric |  | Interior Lighting | RET | No Heat | E | IntL | Ext Photo Repair_CI, E - IntL [No Heat] (RET) | Exterior Photocell Repair |  |  | Sector | Residential | C&I
2 | [11 empty] | Abbreviation | Res | CI
3
4 | [11 empty] | Market
5 | [11 empty] | Market | Retrofit | Market-Driven
6 | [11 empty] | Abbreviation | RET | MD
7
8 | [11 empty] | Building Types
9 | [11 empty] | Building Types | Single Family | Multifamily | LI Single Family | LI Multifamily | Small Education - College/University | Small Education - Other | Small Grocery | Small Health - Hospital | Small Health - Other | Small Industrial Manufacturing | Small Institutional/Public Service | Small Lodging | Small Miscellaneous/Other | Small Office | Small Restaurant | Small Retail | Small Warehouse | Large Education - College/University | Large Education - Other | Large Grocery | Large Health - Hospital | Large Health - Other | Large Industrial Manufacturing | Large Institutional/Public Service | Large Lodging | Large Miscellaneous/Other | Large Office | Large Restaurant | Large Retail | Large Warehouse
10
End Use
[12 empty] | End Use | Appliances | Cooking | Cooling | Exterior Lighting | Interior Lighting | Other | Plug Loads | Refrigeration | Space Heating | Ventilation | Water Heating | Drives | Motors and VFDs | Compressed Air Systems | Process Cooling and Refrigeration | Process Heating | Total Electric | Total Gas
[12 empty] | Abbreviation | Appl | Cook | Cool | ExtL | IntL | Oth | Plug | Refr | Heat | Vent | HWat | Driv | Motr | CAS | PrC | PrH | TotE | TotG
KEY FOR MEASURE DATA ROWS
CALCULATED FIELD
ENTER MANUALLY OR FORMULAICALLY FROM CALCULATIONS SECTION
MEASURE DATA
SOURCES
| GENERAL ('Measures' Sheet) INPUTS | 1 | 2 | 3 | 4 | 5 | 6 | 7 | 8 | 9 | 10 | 1 | 2 | 3 | 4 | 5 | 6 | 7 | 8 | 9 | 10
1 | Measure Name | 1: Ext Photo Repair_CI, E - IntL [No Heat] (RET); SOURCES 1: Ext Photo Repair_CI, E - IntL [No Heat] (RET)
2 | Measure Long Name | 1: Exterior Photocell Repair; SOURCES 1: -
3 | Parent Measure Name | 1: Ext Photo Repair_CI, E - IntL [No Heat] (RET); SOURCES 1: -
4 | Parent Measure Long Name | 1: Exterior Photocell Repair; SOURCES 1: -
5 | Sector | 1: C&I; SOURCES 1: -
6 | Description | 1: Replace a non-LED exit sign with an LED sign (or replace the lights therein); SOURCES 1: -
7 | Life | 1: 15; SOURCES 1: -
8 | Exist. Life | bar: SOURCES 1
9 | Primary Fuel | bar: 1 to SOURCES 1
10 | Secondary Fuel | bar: SOURCES 1
11 | Primary Fuel End Use | 1: Interior Lighting; SOURCES 1: -
12 | Secondary Fuel End Use | bar: SOURCES 1
13 | Elec Load Shape | bar: SOURCES 1
14 | Fuel Switch (Y/N) | bar: SOURCES 1
15 | Waste Heat Adjust. (Y/N) | bar: SOURCES 1
16 | Depends On | bar: SOURCES 1
17 | Links With | bar: SOURCES 1
18 | Mutual Exclusivity | bar: SOURCES 1
19 | bar: SOURCES 1
20 | GENERAL ('MeasChars' Sheet) INPUTS | 1: Exterior Photocell Repair; SOURCES 1: -
21 | Mkt (MD or RET) | 1: RET; SOURCES 1: -
22 | Target Markets (NC, RENO, REPL, RET) | 1: RET; SOURCES 1: -
23 | Baseline Description | 1: Non-LED Exit Sign; SOURCES 1: -
24 | Efficient Description | 1: LED Exit Sign; SOURCES 1: -
25 | Start Year | 1: #REF!; SOURCES 1: -
26 | End Year | 1: #REF!; SOURCES 1: -
27 | Building type assumed for characterization | 1: Small Office; SOURCES 1: -
28 | Units for Costs & Savings Values | bar: SOURCES 1
29 | Efficient kW ¦ MMBtu | bar: SOURCES 1
30 | Baseline kW ¦ MMBtu | bar: SOURCES 1
31 | Full Load Hours | bar: SOURCES 1
32 | kWh ¦ MMBtu Annual Savings | 1: 83.36; SOURCES 1: -
33 | % Savings (primary fuel) | 1: 95.09%; SOURCES 1: 3,6,7,23; SOURCES 2: 3,6,7,23; SOURCES 3: 3,6,7,23
34 | Efficient Equip Cost | bar: SOURCES 1
35 | Baseline Equip Cost | bar: SOURCES 1
36 | Incremental Cost | 1: 65.52; SOURCES 1: -
37 | Incremental Cost per kWh ¦ MMBtu Saved | 1: 0.96065; SOURCES 1: 4; SOURCES 2: 4; SOURCES 3: 4
38 | bar: SOURCES 1
39 | SECONDARY END-USE FUEL IMPACTS (MMBtu/kWh), OR Elec Impacts (kWh/MMBtu) | 1: Exterior Photocell Repair; SOURCES 1: -
40 | Fossil Fuel (or Elec) Savings - increased use is negative (MMBtu/yr ¦ kWh/yr) | bar: SOURCES 1
41 | Annual Fossil Fuel (or Elec) Savings per Elec (or FF) Savings - increased is negative (MMBtu/kWh ¦ kWh/MMBtu saved) | bar: SOURCES 1
42 | bar: SOURCES 1
43 | EARLY-RETIREMENT RETROFIT MEASURE INPUTS | bar: SOURCES 1
44 | Baseline Equip. Life | bar: SOURCES 1
45 | Baseline Equip. Age | bar: SOURCES 1
46 | Baseline Cost | bar: SOURCES 1
47 | Baseline Cost per kWh ¦ MMBtu saved | bar: SOURCES 1
48 | Baseline shift savings factor (for RET) | bar: SOURCES 1
49 | bar: SOURCES 1
50 | O&M INPUTS | 1: Exterior Photocell Repair; SOURCES 1: -
51 | Efficient Component 1 (description) | bar: SOURCES 1
52 | Eff Component 1 Life (years) | bar: SOURCES 1
53 | Eff Component 1 Replacement Cost | bar: SOURCES 1
54 | Eff Component 1 Replacement Cost per kWh ¦ MMBtu saved | bar: SOURCES 1
55 | Efficient Component 2 (description) | bar: SOURCES 1
56 | Eff Component 2 Life (years) | bar: SOURCES 1
57 | Eff Component 2 Replacement Cost | bar: SOURCES 1
58 | Eff Component 2 Replacement Cost per kWh ¦ MMBtu saved | bar: SOURCES 1
59 | Baseline Component 1 (description) | bar: SOURCES 1
60 | Baseline Component 1 Life (years) | bar: SOURCES 1
61 | Baseline Component 1 Replacement Cost | bar: SOURCES 1
62 | Baseline Component 1 Replacement Cost per kWh ¦ MMBtu saved | bar: SOURCES 1
63 | Baseline Component 2 (description) | bar: SOURCES 1
64 | Baseline Component 2 Life (years) | bar: SOURCES 1
65 | Baseline Component 2 Replacement Cost | bar: SOURCES 1
66 | Baseline Component 2 Replacement Cost per kWh ¦ MMBtu saved | bar: SOURCES 1
67 | O&M Annual Levelized Cost ($/kWh ¦ $/MMBtu) | bar: SOURCES 1
68 | bar: SOURCES 1
69 | Water INPUTS | bar: SOURCES 1
70 | Water (gal/yr) | bar: SOURCES 1
71 | Water [gal/yr per kWh ¦ MMBtu saved] | bar: SOURCES 1
∆kWh = (Wattsfixture/1000) * (HOUPRE – HOUPOST)
CALCULATIONS
| Inputs | 1: Value; 2: Source; 3: Description
| Wattsfixture | 1: Actual; 2: IL TRM V12. pg 722-725; 3: Input wattage of exterior lighting fixture(s) controlled by photocell
| Houpre | 1: 8766; 2: IL TRM V12. pg 722-725; 3: Fixture Annual Operating Hours before Photocell repair/replacement
| Houpost | 1: 430; 2: IL TRM V12. pg 722-725; 3: Fixture Annual Operating Hours with Photocell repaired / replaced
| CF | 1: 1; 2: IL TRM V12. pg 722-725
| Incremental Cost | 1: 65.52; 2: IL TRM V12. pg 722-725
| Measure life | 1: 2; 2: IL TRM V12. pg 722-725
Submeasure aggregation
| Watts | 1: delkWh; 2: delkW; 3: % Savings; 4: Incremental Cost; 5: Incremental Cost/kWh; 6: Weighting
| 5 | 1: 41.68; 2: 0.005; 3: 95.09%; 5: 1.572; 6: 0.33333
| 10 | 1: 83.36; 2: 0.01; 3: 95.09%; 5: 0.78599; 6: 0.33333
| 15 | 1: 125.04; 2: 0.015; 3: 95.09%; 5: 0.52399; 6: 0.33333
| WEIGHTED AVERAGE | 1: 83.36; 2: 0.01; 3: 0.95095; 4: 0; 5: 0.96065
Note on B114: [Threaded comment] Your version of Excel allows you to read this threaded comment; however, any edits to it will get removed if the file is opened in a newer version of Excel. Learn more: https://go.microsoft.com/fwlink/?linkid=870924 Comment: Needs PR level Costs of material and labor

## LED Streetlighting
| MEASURE GROUP DEFINITION |  |  |  | REGION | #REF!
| INPUT CELLS | CALCULATED CELLS
| MEASURE NAME | [10 empty] | TAB NAMING LOOKUPS (DEFINED BY OVERALL PROJECT, NOT SPECIFIC MEASURE)
| Short Name (Same as Tab Name!) | Long Name | Sector (full name) | Life | Life Source | [6 empty] | Fuel Type
| LED Streetlighting | Street Lighting | C&I | 15 | 3 | [6 empty] | Fuel | Electric | Gas | Oil | Propane
[12 empty] | Abbreviation | E | G | O | P
| TAB BREAKOUT |  |  |  |  | [PULL FORMULA DOWN] | [PULL FORMULA DOWN]
# | Primary Fuel | Secondary Fuel (blank OK) | End Use | Market (RET or MD) | Custom Field (blank OK) | Fuel Abbreviations | End Use Abbr. | UNIQUE MEASURE NAME | Long Name |  |  | Sector
1 | Electric |  | Exterior Lighting | RET |  | E | ExtL | LED Streetlighting_CI, E - ExtL (RET) | Street Lighting |  |  | Sector | Residential | C&I
2 | Electric |  | Exterior Lighting | MD |  | E | ExtL | LED Streetlighting_CI, E - ExtL (MD) | Street Lighting |  |  | Abbreviation | Res | CI
3
4 | [11 empty] | Market
5 | [11 empty] | Market | Retrofit | Market-Driven
6 | [11 empty] | Abbreviation | RET | MD
7
8 | [11 empty] | Building Types
9 | [11 empty] | Building Types | Single Family | Multifamily | LI Single Family | LI Multifamily | Small Education - College/University | Small Education - Other | Small Grocery | Small Health - Hospital | Small Health - Other | Small Industrial Manufacturing | Small Institutional/Public Service | Small Lodging | Small Miscellaneous/Other | Small Office | Small Restaurant | Small Retail | Small Warehouse | Large Education - College/University | Large Education - Other | Large Grocery | Large Health - Hospital | Large Health - Other | Large Industrial Manufacturing | Large Institutional/Public Service | Large Lodging | Large Miscellaneous/Other | Large Office | Large Restaurant | Large Retail | Large Warehouse
10
End Use
[12 empty] | End Use | Appliances | Cooking | Cooling | Exterior Lighting | Interior Lighting | Other | Plug Loads | Refrigeration | Space Heating | Ventilation | Water Heating | Drives | Motors and VFDs | Compressed Air Systems | Process Cooling and Refrigeration | Process Heating | Total Electric | Total Gas
[12 empty] | Abbreviation | Appl | Cook | Cool | ExtL | IntL | Oth | Plug | Refr | Heat | Vent | HWat | Driv | Motr | CAS | PrC | PrH | TotE | TotG
KEY FOR MEASURE DATA ROWS
CALCULATED FIELD
ENTER MANUALLY OR FORMULAICALLY FROM CALCULATIONS SECTION
MEASURE DATA
SOURCES
| GENERAL ('Measures' Sheet) INPUTS | 1 | 2 | 3 | 4 | 5 | 6 | 7 | 8 | 9 | 10 | 1 | 2 | 3 | 4 | 5 | 6 | 7 | 8 | 9 | 10
1 | Measure Name | 1: LED Streetlighting_CI, E - ExtL (RET); 2: LED Streetlighting_CI, E - ExtL (MD); SOURCES 1: LED Streetlighting_CI, E - ExtL (RET); SOURCES 2: LED Streetlighting_CI, E - ExtL (MD)
2 | Measure Long Name | 1: Street Lighting; 2: Street Lighting; SOURCES 1: -; SOURCES 2: -
3 | Parent Measure Name | 1: LED Streetlighting_CI, E - ExtL (RET); 2: LED Streetlighting_CI, E - ExtL (MD); SOURCES 1: -; SOURCES 2: -
4 | Parent Measure Long Name | 1: Street Lighting; 2: Street Lighting; SOURCES 1: -; SOURCES 2: -
5 | Sector | 1: C&I; 2: C&I; SOURCES 1: -; SOURCES 2: -
6 | Description | 1: Installation of an LED outdoor pole/arm- or wallmounted luminaire or retrofit kit for parking lot or street illumination in place of a high-intensity discharge light source; 2: Installation of an LED outdoor pole/arm- or wallmounted luminaire or retrofit kit for parking lot or street illumination in place of a high-intensity discharge light source; SOURCES 1: -; SOURCES 2: -
7 | Life | 1: 15; 2: 15; SOURCES 1: -; SOURCES 2: -
8 | Exist. Life | bar: SOURCES 1 to SOURCES 2
9 | Primary Fuel | bar: 1 to SOURCES 2
10 | Secondary Fuel | bar: 1 to SOURCES 2
11 | Primary Fuel End Use | 1: Exterior Lighting; 2: Exterior Lighting; SOURCES 1: -; SOURCES 2: -
12 | Secondary Fuel End Use | bar: SOURCES 1 to SOURCES 2
13 | Elec Load Shape | bar: SOURCES 1 to SOURCES 2
14 | Fuel Switch (Y/N) | bar: SOURCES 1 to SOURCES 2
15 | Waste Heat Adjust. (Y/N) | bar: SOURCES 1 to SOURCES 2
16 | Depends On | bar: SOURCES 1 to SOURCES 2
17 | Links With | bar: SOURCES 1 to SOURCES 2
18 | Mutual Exclusivity | bar: SOURCES 1 to SOURCES 2
19 | bar: SOURCES 1 to SOURCES 2
20 | GENERAL ('MeasChars' Sheet) INPUTS | 1: Street Lighting; 2: Street Lighting; SOURCES 1: -; SOURCES 2: -
21 | Mkt (MD or RET) | 1: RET; 2: MD; SOURCES 1: -; SOURCES 2: -
22 | Target Markets (NC, RENO, REPL, RET) | 1: RET; 2: NC, REPL; SOURCES 1: -; SOURCES 2: -
23 | Baseline Description | 1: Outdoor pole/arm- or wall-mounted luminaire with a high intensity discharge light-source; 2: Outdoor pole/arm- or wall-mounted luminaire with a high intensity discharge light-source; SOURCES 1: -; SOURCES 2: -
24 | Efficient Description | 1: Outdoor pole/arm- or wall-mounted luminaire with an LED light-source; 2: Outdoor pole/arm- or wall-mounted luminaire with an LED light-source; SOURCES 1: -; SOURCES 2: -
25 | Start Year | 1: #REF!; 2: #REF!; SOURCES 1: -; SOURCES 2: -
26 | End Year | 1: #REF!; 2: #REF!; SOURCES 1: -; SOURCES 2: -
27 | Building type assumed for characterization | 1: Small Office; 2: Small Office; SOURCES 1: -; SOURCES 2: -
28 | Units for Costs & Savings Values | bar: SOURCES 1 to SOURCES 2
29 | Efficient kW ¦ MMBtu | bar: SOURCES 1 to SOURCES 2
30 | Baseline kW ¦ MMBtu | bar: SOURCES 1 to SOURCES 2
31 | Full Load Hours | bar: SOURCES 1 to SOURCES 2
32 | kWh ¦ MMBtu Annual Savings | 1: 1165.2196; 2: 2534.222; SOURCES 1: -; SOURCES 2: -
33 | % Savings (primary fuel) | 1: 70.44%; 2: 83.66%; SOURCES 1: 3,64; SOURCES 2: 3,64
34 | Efficient Equip Cost | bar: SOURCES 1 to SOURCES 2
35 | Baseline Equip Cost | bar: SOURCES 1 to SOURCES 2
36 | Incremental Cost | 1: 0; 2: 0; SOURCES 1: -; SOURCES 2: -
37 | Incremental Cost per kWh ¦ MMBtu Saved | 1: 0; 2: 0; SOURCES 1: 64; SOURCES 2: 64
38 | bar: SOURCES 1 to SOURCES 2
39 | SECONDARY END-USE FUEL IMPACTS (MMBtu/kWh), OR Elec Impacts (kWh/MMBtu) | 1: Street Lighting; 2: Street Lighting; SOURCES 1: -; SOURCES 2: -
40 | Fossil Fuel (or Elec) Savings - increased use is negative (MMBtu/yr ¦ kWh/yr) | bar: SOURCES 1 to SOURCES 2
41 | Annual Fossil Fuel (or Elec) Savings per Elec (or FF) Savings - increased is negative (MMBtu/kWh ¦ kWh/MMBtu saved) | bar: SOURCES 1 to SOURCES 2
42 | bar: SOURCES 1 to SOURCES 2
43 | EARLY-RETIREMENT RETROFIT MEASURE INPUTS | bar: SOURCES 1 to SOURCES 2
44 | Baseline Equip. Life | bar: SOURCES 1 to SOURCES 2
45 | Baseline Equip. Age | bar: SOURCES 1 to SOURCES 2
46 | Baseline Cost | bar: SOURCES 1 to SOURCES 2
47 | Baseline Cost per kWh ¦ MMBtu saved | bar: SOURCES 1 to SOURCES 2
48 | Baseline shift savings factor (for RET) | bar: SOURCES 1 to SOURCES 2
49 | bar: SOURCES 1 to SOURCES 2
50 | O&M INPUTS | bar: SOURCES 1 to SOURCES 2
51 | Efficient Component 1 (description) | bar: SOURCES 1 to SOURCES 2
52 | Eff Component 1 Life (years) | bar: SOURCES 1 to SOURCES 2
53 | Eff Component 1 Replacement Cost | bar: SOURCES 1 to SOURCES 2
54 | Eff Component 1 Replacement Cost per kWh ¦ MMBtu saved | bar: SOURCES 1 to SOURCES 2
55 | Efficient Component 2 (description) | bar: SOURCES 1 to SOURCES 2
56 | Eff Component 2 Life (years) | bar: SOURCES 1 to SOURCES 2
57 | Eff Component 2 Replacement Cost | bar: SOURCES 1 to SOURCES 2
58 | Eff Component 2 Replacement Cost per kWh ¦ MMBtu saved | bar: SOURCES 1 to SOURCES 2
59 | Baseline Component 1 (description) | bar: SOURCES 1 to SOURCES 2
60 | Baseline Component 1 Life (years) | bar: SOURCES 1 to SOURCES 2
61 | Baseline Component 1 Replacement Cost | bar: SOURCES 1 to SOURCES 2
62 | Baseline Component 1 Replacement Cost per kWh ¦ MMBtu saved | bar: SOURCES 1 to SOURCES 2
63 | Baseline Component 2 (description) | bar: SOURCES 1 to SOURCES 2
64 | Baseline Component 2 Life (years) | bar: SOURCES 1 to SOURCES 2
65 | Baseline Component 2 Replacement Cost | bar: SOURCES 1 to SOURCES 2
66 | Baseline Component 2 Replacement Cost per kWh ¦ MMBtu saved | bar: SOURCES 1 to SOURCES 2
67 | O&M Annual Levelized Cost ($/kWh ¦ $/MMBtu) | bar: SOURCES 1 to SOURCES 2
68 | bar: SOURCES 1 to SOURCES 2
69 | Water INPUTS | bar: SOURCES 1 to SOURCES 2
70 | Water (gal/yr) | bar: SOURCES 1 to SOURCES 2
71 | Water [gal/yr per kWh ¦ MMBtu saved] | bar: SOURCES 1 to SOURCES 2
| ΔkWh = (Wexist - Weff) * HOURS / 1000 | 2: RUL: 3 years for standard operation; 1.5 years for 8760 operation
| ΔkWh = (Wbase - Weff) * HOURS / 1000 | 2: Remaining Life of Measure: 17 years for standard operation; 8.5 years for 8760 operation
CALCULATIONS
| Inputs | 1: Value; 2: Source; 3: Description
| Wexist | 1: Table; 2: IL TRM V12. pg 782-785; 3: the connected load of the existing equipment
| Wbase | 1: Table; 2: IL TRM V12. pg 782-785; 3: the connected load of the baseline equipment
| Weff | 1: Table; 2: IL TRM V12. pg 782-785; 3: the connected load of the efficient equipment
| HOURS | 1: Table; 2: IL TRM V12. pg 782-785
Incremental Cost
| Measure life | 1: 5; 2: IL TRM V12. pg 782-785
| MV Lamp Watts | 1: MV System Watts; 2: HPS Lamp Watts; 3: HPS System Watts
| 100 | 1: 125; 2: 50; 3: 66
| 175 | 1: 205; 2: 100; 3: 138
| 250 | 1: 290; 2: 100; 3: 138
| 400 | 1: 455; 2: 250; 3: 295
| 1000 | 1: 1075; 2: 400; 3: 465
| Operation Type | 1: Hours; 2: CF
| Standard | 1: 4303; 2: 0
| Always on | 1: 8760; 2: 1
Submeasure aggregation
| Operation Type | 1: Existing Watts; 2: Base Watts; 3: LED Watts; 4: delkWh; 5: delkW; 6: % Savings; 7: Incremental Cost; 8: Incremental Cost/kWh; 9: Weighting
TOS | Standard | 1: 0; 2: 66; 3: 42; 4: 103.272; 5: 0; 6: 36.36%; 9: 0.1
| Standard | 1: 0; 2: 138; 3: 42; 4: 413.088; 5: 0; 6: 69.57%; 9: 0.1
| Standard | 1: 0; 2: 138; 3: 42; 4: 413.088; 5: 0; 6: 69.57%; 9: 0.1
| Standard | 1: 0; 2: 295; 3: 42; 4: 1088.659; 5: 0; 6: 85.76%; 9: 0.1
| Standard | 1: 0; 2: 465; 3: 42; 4: 1820.169; 5: 0; 6: 90.97%; 9: 0.1
| Always on | 1: 0; 2: 66; 3: 42; 4: 210.24; 5: 0.024; 6: 36.36%; 9: 0.1
| Always on | 1: 0; 2: 138; 3: 42; 4: 840.96; 5: 0.096; 6: 69.57%; 9: 0.1
| Always on | 1: 0; 2: 138; 3: 42; 4: 840.96; 5: 0.096; 6: 69.57%; 9: 0.1
| Always on | 1: 0; 2: 295; 3: 42; 4: 2216.28; 5: 0.253; 6: 85.76%; 9: 0.1
| Always on | 1: 0; 2: 465; 3: 42; 4: 3705.48; 5: 0.423; 6: 90.97%; 9: 0.1
| WEIGHTED AVERAGE | 4: 1165.2196; 5: 0.0892; 6: 0.70445; 7: 0; 8: 0
ER | Operation Type | Existing Watts | Base Watts | LED Watts | delkWh (3 years) | delkW (3 years) | % Savings (3 years) | delkWh (17 years) | delkW (17 years) | % Savings (17 years) | Incremental Cost | Incremental Cost/kWh | Weighting
| Standard | 1: 125; 2: 66; 3: 42; 4: 357.149; 5: 0; 6: 66.4%; 7: 103.272; 8: 0; 9: 36.36%; SOURCES 2: 0.1
| Standard | 1: 205; 2: 138; 3: 42; 4: 701.389; 5: 0; 6: 79.51%; 7: 413.088; 8: 0; 9: 69.57%; SOURCES 2: 0.1
| Standard | 1: 290; 2: 138; 3: 42; 4: 1067.144; 5: 0; 6: 85.52%; 7: 413.088; 8: 0; 9: 69.57%; SOURCES 2: 0.1
| Standard | 1: 455; 2: 295; 3: 42; 4: 1777.139; 5: 0; 6: 90.77%; 7: 1088.659; 8: 0; 9: 85.76%; SOURCES 2: 0.1
| Standard | 1: 1075; 2: 465; 3: 42; 4: 4444.999; 5: 0; 6: 96.09%; 7: 1820.169; 8: 0; 9: 90.97%; SOURCES 2: 0.1
| Always on | 1: 125; 2: 66; 3: 42; 4: 727.08; 5: 0.083; 6: 66.4%; 7: 210.24; 8: 0.024; 9: 36.36%; SOURCES 2: 0.1
| Always on | 1: 205; 2: 138; 3: 42; 4: 1427.88; 5: 0.163; 6: 79.51%; 7: 840.96; 8: 0.096; 9: 69.57%; SOURCES 2: 0.1
| Always on | 1: 290; 2: 138; 3: 42; 4: 2172.48; 5: 0.248; 6: 85.52%; 7: 840.96; 8: 0.096; 9: 69.57%; SOURCES 2: 0.1
| Always on | 1: 455; 2: 295; 3: 42; 4: 3617.88; 5: 0.413; 6: 90.77%; 7: 2216.28; 8: 0.253; 9: 85.76%; SOURCES 2: 0.1
| Always on | 1: 1075; 2: 465; 3: 42; 4: 9049.08; 5: 1.033; 6: 96.09%; 7: 3705.48; 8: 0.423; 9: 90.97%; SOURCES 2: 0.1
| WEIGHTED AVERAGE | 4: 2534.222; 5: 0.194; 6: 0.83658; 7: 1165.2196; 8: 0.0892; 9: 0.70445; 10: 0; SOURCES 1: 0
Note on B115: [Threaded comment] Your version of Excel allows you to read this threaded comment; however, any edits to it will get removed if the file is opened in a newer version of Excel. Learn more: https://go.microsoft.com/fwlink/?linkid=870924 Comment: Needs PR level Costs of material and labor
Note on C123: [Threaded comment] Your version of Excel allows you to read this threaded comment; however, any edits to it will get removed if the file is opened in a newer version of Excel. Learn more: https://go.microsoft.com/fwlink/?linkid=870924 Comment: Lower of the values chosen between 455 and 469
Note on E132: [Threaded comment] Your version of Excel allows you to read this threaded comment; however, any edits to it will get removed if the file is opened in a newer version of Excel. Learn more: https://go.microsoft.com/fwlink/?linkid=870924 Comment: Assumed value from the IL TRM. Needs evaluation
Note on C149: [Threaded comment] Your version of Excel allows you to read this threaded comment; however, any edits to it will get removed if the file is opened in a newer version of Excel. Learn more: https://go.microsoft.com/fwlink/?linkid=870924 Comment: Lower of the values chosen between 455 and 469
Note on C154: [Threaded comment] Your version of Excel allows you to read this threaded comment; however, any edits to it will get removed if the file is opened in a newer version of Excel. Learn more: https://go.microsoft.com/fwlink/?linkid=870924 Comment: Lower of the values chosen between 455 and 469

## LED Exit Signs
| MEASURE GROUP DEFINITION |  |  |  | REGION | #REF!
| INPUT CELLS | CALCULATED CELLS
| MEASURE NAME | [10 empty] | TAB NAMING LOOKUPS (DEFINED BY OVERALL PROJECT, NOT SPECIFIC MEASURE)
| Short Name (Same as Tab Name!) | Long Name | Sector (full name) | Life | Life Source | [6 empty] | Fuel Type
| LED Exit Signs | Commercial LED Exit Signs | C&I | 5 | 3 | [6 empty] | Fuel | Electric | Gas | Oil | Propane
[12 empty] | Abbreviation | E | G | O | P
| TAB BREAKOUT |  |  |  |  | [PULL FORMULA DOWN] | [PULL FORMULA DOWN]
# | Primary Fuel | Secondary Fuel (blank OK) | End Use | Market (RET or MD) | Custom Field (blank OK) | Fuel Abbreviations | End Use Abbr. | UNIQUE MEASURE NAME | Long Name |  |  | Sector
1 | Electric |  | Interior Lighting | RET | No Heat | E | IntL | LED Exit Signs_CI, E - IntL [No Heat] (RET) | Commercial LED Exit Signs |  |  | Sector | Residential | C&I
2 | [11 empty] | Abbreviation | Res | CI
3
4 | [11 empty] | Market
5 | [11 empty] | Market | Retrofit | Market-Driven
6 | [11 empty] | Abbreviation | RET | MD
7
8 | [11 empty] | Building Types
9 | [11 empty] | Building Types | Single Family | Multifamily | LI Single Family | LI Multifamily | Small Education - College/University | Small Education - Other | Small Grocery | Small Health - Hospital | Small Health - Other | Small Industrial Manufacturing | Small Institutional/Public Service | Small Lodging | Small Miscellaneous/Other | Small Office | Small Restaurant | Small Retail | Small Warehouse | Large Education - College/University | Large Education - Other | Large Grocery | Large Health - Hospital | Large Health - Other | Large Industrial Manufacturing | Large Institutional/Public Service | Large Lodging | Large Miscellaneous/Other | Large Office | Large Restaurant | Large Retail | Large Warehouse
10
End Use
[12 empty] | End Use | Appliances | Cooking | Cooling | Exterior Lighting | Interior Lighting | Other | Plug Loads | Refrigeration | Space Heating | Ventilation | Water Heating | Drives | Motors and VFDs | Compressed Air Systems | Process Cooling and Refrigeration | Process Heating | Total Electric | Total Gas
[12 empty] | Abbreviation | Appl | Cook | Cool | ExtL | IntL | Oth | Plug | Refr | Heat | Vent | HWat | Driv | Motr | CAS | PrC | PrH | TotE | TotG
KEY FOR MEASURE DATA ROWS
CALCULATED FIELD
ENTER MANUALLY OR FORMULAICALLY FROM CALCULATIONS SECTION
MEASURE DATA
SOURCES
| GENERAL ('Measures' Sheet) INPUTS | 1 | 2 | 3 | 4 | 5 | 6 | 7 | 8 | 9 | 10 | 1 | 2 | 3 | 4 | 5 | 6 | 7 | 8 | 9 | 10
1 | Measure Name | 1: LED Exit Signs_CI, E - IntL [No Heat] (RET); SOURCES 1: LED Exit Signs_CI, E - IntL [No Heat] (RET); SOURCES 2: 0; SOURCES 3: 0
2 | Measure Long Name | 1: Commercial LED Exit Signs; SOURCES 1: -; SOURCES 2: -; SOURCES 3: -
3 | Parent Measure Name | 1: LED Exit Signs_CI, E - IntL [No Heat] (RET); SOURCES 1: -; SOURCES 2: -; SOURCES 3: -
4 | Parent Measure Long Name | 1: Commercial LED Exit Signs; SOURCES 1: -; SOURCES 2: -; SOURCES 3: -
5 | Sector | 1: C&I; SOURCES 1: -; SOURCES 2: -; SOURCES 3: -
6 | Description | 1: Replace a non-LED exit sign with an LED sign (or replace the lights therein); SOURCES 1: -; SOURCES 2: -; SOURCES 3: -
7 | Life | 1: 5; SOURCES 1: -; SOURCES 2: -; SOURCES 3: -
8 | Exist. Life | bar: SOURCES 1 to SOURCES 3
9 | Primary Fuel | bar: 1 to SOURCES 3
10 | Secondary Fuel | bar: SOURCES 1 to SOURCES 3
11 | Primary Fuel End Use | 1: Interior Lighting; SOURCES 1: -; SOURCES 2: -; SOURCES 3: -
12 | Secondary Fuel End Use | bar: SOURCES 1 to SOURCES 3
13 | Elec Load Shape | bar: SOURCES 1 to SOURCES 3
14 | Fuel Switch (Y/N) | bar: SOURCES 1 to SOURCES 3
15 | Waste Heat Adjust. (Y/N) | bar: SOURCES 1 to SOURCES 3
16 | Depends On | bar: SOURCES 1 to SOURCES 3
17 | Links With | bar: SOURCES 1 to SOURCES 3
18 | Mutual Exclusivity | bar: SOURCES 1 to SOURCES 3
19 | bar: SOURCES 1 to SOURCES 3
20 | GENERAL ('MeasChars' Sheet) INPUTS | 1: Commercial LED Exit Signs; SOURCES 1: -; SOURCES 2: -; SOURCES 3: -
21 | Mkt (MD or RET) | 1: RET; SOURCES 1: -; SOURCES 2: -; SOURCES 3: -
22 | Target Markets (NC, RENO, REPL, RET) | 1: RET; SOURCES 1: -; SOURCES 2: -; SOURCES 3: -
23 | Baseline Description | 1: Non-LED Exit Sign; SOURCES 1: -; SOURCES 2: -; SOURCES 3: -
24 | Efficient Description | 1: LED Exit Sign; SOURCES 1: -; SOURCES 2: -; SOURCES 3: -
25 | Start Year | 1: #REF!; SOURCES 1: -; SOURCES 2: -; SOURCES 3: -
26 | End Year | 1: #REF!; SOURCES 1: -; SOURCES 2: -; SOURCES 3: -
27 | Building type assumed for characterization | 1: Small Office; SOURCES 1: -; SOURCES 2: -; SOURCES 3: -
28 | Units for Costs & Savings Values | bar: SOURCES 1 to SOURCES 3
29 | Efficient kW ¦ MMBtu | bar: SOURCES 1 to SOURCES 3
30 | Baseline kW ¦ MMBtu | bar: SOURCES 1 to SOURCES 3
31 | Full Load Hours | bar: SOURCES 1 to SOURCES 3
32 | kWh ¦ MMBtu Annual Savings | 1: 125.4415; SOURCES 1: -; SOURCES 2: -; SOURCES 3: -
33 | % Savings (primary fuel) | 1: 77.14%; SOURCES 1: 3,6,7,23; SOURCES 2: 3,6,7,23; SOURCES 3: 3,6,7,23
34 | Efficient Equip Cost | bar: SOURCES 1 to SOURCES 3
35 | Baseline Equip Cost | bar: SOURCES 1 to SOURCES 3
36 | Incremental Cost | 1: 32.5; SOURCES 1: -; SOURCES 2: -; SOURCES 3: -
37 | Incremental Cost per kWh ¦ MMBtu Saved | 1: 0.45512; SOURCES 1: 4; SOURCES 2: 4; SOURCES 3: 4
38 | bar: SOURCES 1 to SOURCES 3
39 | SECONDARY END-USE FUEL IMPACTS (MMBtu/kWh), OR Elec Impacts (kWh/MMBtu) | 1: Commercial LED Exit Signs; SOURCES 1: -; SOURCES 2: -; SOURCES 3: -
40 | Fossil Fuel (or Elec) Savings - increased use is negative (MMBtu/yr ¦ kWh/yr) | bar: SOURCES 1 to SOURCES 3
41 | Annual Fossil Fuel (or Elec) Savings per Elec (or FF) Savings - increased is negative (MMBtu/kWh ¦ kWh/MMBtu saved) | bar: SOURCES 1 to SOURCES 3
42 | bar: SOURCES 1 to SOURCES 3
43 | EARLY-RETIREMENT RETROFIT MEASURE INPUTS | bar: SOURCES 1 to SOURCES 3
44 | Baseline Equip. Life | bar: SOURCES 1 to SOURCES 3
45 | Baseline Equip. Age | bar: SOURCES 1 to SOURCES 3
46 | Baseline Cost | bar: SOURCES 1 to SOURCES 3
47 | Baseline Cost per kWh ¦ MMBtu saved | bar: SOURCES 1 to SOURCES 3
48 | Baseline shift savings factor (for RET) | bar: SOURCES 1 to SOURCES 3
49 | bar: SOURCES 1 to SOURCES 3
50 | O&M INPUTS | 1: Commercial LED Exit Signs; SOURCES 1: -; SOURCES 2: -; SOURCES 3: -
51 | Efficient Component 1 (description) | bar: SOURCES 1 to SOURCES 3
52 | Eff Component 1 Life (years) | bar: SOURCES 1 to SOURCES 3
53 | Eff Component 1 Replacement Cost | bar: SOURCES 1 to SOURCES 3
54 | Eff Component 1 Replacement Cost per kWh ¦ MMBtu saved | bar: SOURCES 1 to SOURCES 3
55 | Efficient Component 2 (description) | bar: SOURCES 1 to SOURCES 3
56 | Eff Component 2 Life (years) | bar: SOURCES 1 to SOURCES 3
57 | Eff Component 2 Replacement Cost | bar: SOURCES 1 to SOURCES 3
58 | Eff Component 2 Replacement Cost per kWh ¦ MMBtu saved | bar: SOURCES 1 to SOURCES 3
59 | Baseline Component 1 (description) | 1: Baseline Lamp; SOURCES 1: -; SOURCES 2: -; SOURCES 3: -
60 | Baseline Component 1 Life (years) | bar: SOURCES 1 to SOURCES 3
61 | Baseline Component 1 Replacement Cost | bar: SOURCES 1 to SOURCES 3
62 | Baseline Component 1 Replacement Cost per kWh ¦ MMBtu saved | bar: SOURCES 1 to SOURCES 3
63 | Baseline Component 2 (description) | bar: SOURCES 1 to SOURCES 3
64 | Baseline Component 2 Life (years) | bar: SOURCES 1 to SOURCES 3
65 | Baseline Component 2 Replacement Cost | bar: SOURCES 1 to SOURCES 3
66 | Baseline Component 2 Replacement Cost per kWh ¦ MMBtu saved | bar: SOURCES 1 to SOURCES 3
67 | O&M Annual Levelized Cost ($/kWh ¦ $/MMBtu) | bar: SOURCES 1 to SOURCES 3
68 | bar: SOURCES 1 to SOURCES 3
69 | Water INPUTS | bar: SOURCES 1 to SOURCES 3
70 | Water (gal/yr) | bar: SOURCES 1 to SOURCES 3
71 | Water [gal/yr per kWh ¦ MMBtu saved] | bar: SOURCES 1 to SOURCES 3
ΔkWh = ((WattsBase - WattsEE) / 1000) * HOURS * WHFe
CALCULATIONS
| Inputs | 1: Value; 2: Source; 3: Description
| Wattsbase | 1: Table; 2: IL TRM V12. pg 722-725; 3: the connected load of the baseline equipment
| Wattsee | 1: Table; 2: IL TRM V12. pg 722-725; 3: the connected load of the efficient equipment
| HOURS | 1: 8766; 2: IL TRM V12. pg 722-725; 3: Annual operating hours
| WHFe | 1: 1.08; 2: IL TRM V12. pg 682-684; 3: Waste heat factor for energy to account for cooling energy
| WHFd | 1: 1.3; 2: IL TRM V12. pg 682-684; 3: Waste heat factor for demand to account for cooling savings
| Incremental Cost | 1: 32.5; 2: IL TRM V12. pg 722-725
| Measure life | 1: 5; 2: IL TRM V12. pg 722-725
| CF | 1: 1; 2: IL TRM V12. pg 722-725
| Baseline Type | 1: Wattsbase; 2: Wattsee
| Incandescent | 1: 35; 2: 2
| CFL (Dual sided) | 1: 14; 2: 4
| CFL (Single sided) | 1: 7; 2: 2
| Unknown | 1: 7; 2: 2
Submeasure aggregation
| Baseline Type | 1: Wattsee; 2: Wattsbase; 3: delkWh; 4: delkW; 5: % Savings; 6: Incremental Cost; 7: Incremental Cost/kWh; 8: Weighting
| Incandescent | 1: 2; 2: 35; 3: 312.4202; 4: 0.0429; 5: 94.29%; 7: 0.10403; 8: 0.25
| CFL (Dual sided) | 1: 4; 2: 14; 3: 94.6728; 4: 0.013; 5: 71.43%; 7: 0.34329; 8: 0.25
| CFL (Single sided) | 1: 2; 2: 7; 3: 47.3364; 4: 0.0065; 5: 71.43%; 7: 0.68658; 8: 0.25
| Unknown | 1: 2; 2: 7; 3: 47.3364; 4: 0.0065; 5: 71.43%; 7: 0.68658; 8: 0.25
| WEIGHTED AVERAGE | 3: 125.4415; 4: 0.017225; 5: 0.77143; 6: 0; 7: 0.45512
Note on C113: [Threaded comment] Your version of Excel allows you to read this threaded comment; however, any edits to it will get removed if the file is opened in a newer version of Excel. Learn more: https://go.microsoft.com/fwlink/?linkid=870924 Comment: Assuming as Unknown from Table in Sec 4.5
Note on B115: [Threaded comment] Your version of Excel allows you to read this threaded comment; however, any edits to it will get removed if the file is opened in a newer version of Excel. Learn more: https://go.microsoft.com/fwlink/?linkid=870924 Comment: Needs PR level Costs of material and labor
Note on D119: [Threaded comment] Your version of Excel allows you to read this threaded comment; however, any edits to it will get removed if the file is opened in a newer version of Excel. Learn more: https://go.microsoft.com/fwlink/?linkid=870924 Comment: Unknown no. of sides is assumed to be 2W as per IL TRM

## Ultra-Efficient LED Ltg
| MEASURE GROUP DEFINITION |  |  |  | REGION | #REF!
| INPUT CELLS | CALCULATED CELLS
| MEASURE NAME | [10 empty] | TAB NAMING LOOKUPS (DEFINED BY OVERALL PROJECT, NOT SPECIFIC MEASURE)
| Short Name (Same as Tab Name!) | Long Name | Sector (full name) | Life | Life Source | [6 empty] | Fuel Type
| Ultra-Efficient LED Ltg | Ultra-Efficient LED Lighting | C&I | 11 | 3 | [6 empty] | Fuel | Electric | Gas | Oil | Propane
[12 empty] | Abbreviation | E | G | O | P
| TAB BREAKOUT |  |  |  |  | [PULL FORMULA DOWN] | [PULL FORMULA DOWN]
# | Primary Fuel | Secondary Fuel (blank OK) | End Use | Market (RET or MD) | Custom Field (blank OK) | Fuel Abbreviations | End Use Abbr. | UNIQUE MEASURE NAME | Long Name |  |  | Sector
1 | Electric |  | Interior Lighting | RET | No Heat | E | IntL | Ultra-Efficient LED Ltg_CI, E - IntL [No Heat] (RET) | Ultra-Efficient LED Lighting |  |  | Sector | Residential | C&I
2 | [11 empty] | Abbreviation | Res | CI
3
4 | [11 empty] | Market
5 | [11 empty] | Market | Retrofit | Market-Driven
6 | [11 empty] | Abbreviation | RET | MD
7
8 | [11 empty] | Building Types
9 | [11 empty] | Building Types | Single Family | Multifamily | LI Single Family | LI Multifamily | Small Education - College/University | Small Education - Other | Small Grocery | Small Health - Hospital | Small Health - Other | Small Industrial Manufacturing | Small Institutional/Public Service | Small Lodging | Small Miscellaneous/Other | Small Office | Small Restaurant | Small Retail | Small Warehouse | Large Education - College/University | Large Education - Other | Large Grocery | Large Health - Hospital | Large Health - Other | Large Industrial Manufacturing | Large Institutional/Public Service | Large Lodging | Large Miscellaneous/Other | Large Office | Large Restaurant | Large Retail | Large Warehouse
10
End Use
[12 empty] | End Use | Appliances | Cooking | Cooling | Exterior Lighting | Interior Lighting | Other | Plug Loads | Refrigeration | Space Heating | Ventilation | Water Heating | Drives | Motors and VFDs | Compressed Air Systems | Process Cooling and Refrigeration | Process Heating | Total Electric | Total Gas
[12 empty] | Abbreviation | Appl | Cook | Cool | ExtL | IntL | Oth | Plug | Refr | Heat | Vent | HWat | Driv | Motr | CAS | PrC | PrH | TotE | TotG
KEY FOR MEASURE DATA ROWS
CALCULATED FIELD
ENTER MANUALLY OR FORMULAICALLY FROM CALCULATIONS SECTION
MEASURE DATA
SOURCES
| GENERAL ('Measures' Sheet) INPUTS | 1 | 2 | 3 | 4 | 5 | 6 | 7 | 8 | 9 | 10 | 1 | 2 | 3 | 4 | 5 | 6 | 7 | 8 | 9 | 10
1 | Measure Name | 1: Ultra-Efficient LED Ltg_CI, E - IntL [No Heat] (RET); SOURCES 1: Ultra-Efficient LED Ltg_CI, E - IntL [No Heat] (RET)
2 | Measure Long Name | 1: Ultra-Efficient LED Lighting; SOURCES 1: -
3 | Parent Measure Name | 1: Ultra-Efficient LED Ltg_CI, E - IntL [No Heat] (RET); SOURCES 1: -
4 | Parent Measure Long Name | 1: Ultra-Efficient LED Lighting; SOURCES 1: -
5 | Sector | 1: C&I; SOURCES 1: -
6 | Description | 1: Remove fluorescent lamps from multi-lamp fixtures in overlit areas; SOURCES 1: -
7 | Life | 1: 11; SOURCES 1: -
8 | Exist. Life | bar: SOURCES 1
9 | Primary Fuel | bar: 1 to SOURCES 1
10 | Secondary Fuel | bar: 1 to SOURCES 1
11 | Primary Fuel End Use | 1: Interior Lighting; SOURCES 1: -
12 | Secondary Fuel End Use | bar: SOURCES 1
13 | Elec Load Shape | bar: SOURCES 1
14 | Fuel Switch (Y/N) | bar: SOURCES 1
15 | Waste Heat Adjust. (Y/N) | bar: SOURCES 1
16 | Depends On | bar: SOURCES 1
17 | Links With | bar: SOURCES 1
18 | Mutual Exclusivity | bar: SOURCES 1
19 | bar: SOURCES 1
20 | GENERAL ('MeasChars' Sheet) INPUTS | 1: Ultra-Efficient LED Lighting; SOURCES 1: -
21 | Mkt (MD or RET) | 1: RET; SOURCES 1: -
22 | Target Markets (NC, RENO, REPL, RET) | 1: RET; SOURCES 1: -
23 | Baseline Description | 1: Existing non-led lamp; SOURCES 1: -
24 | Efficient Description | 1: Ultra efficient LED Light; SOURCES 1: -
25 | Start Year | 1: #REF!; SOURCES 1: -
26 | End Year | 1: #REF!; SOURCES 1: -
27 | Building type assumed for characterization | 1: Small Office; SOURCES 1: -
28 | Units for Costs & Savings Values | bar: SOURCES 1
29 | Efficient kW ¦ MMBtu | bar: SOURCES 1
30 | Baseline kW ¦ MMBtu | bar: SOURCES 1
31 | Full Load Hours | bar: SOURCES 1
32 | kWh ¦ MMBtu Annual Savings | 1: 14.7686; SOURCES 1: -
33 | % Savings (primary fuel) | 1: 40%; SOURCES 1: 3,6,7,23,8; SOURCES 2: 3,6,7,23,9; SOURCES 3: 3,6,7,23,47
34 | Efficient Equip Cost | bar: SOURCES 1
35 | Baseline Equip Cost | bar: SOURCES 1
36 | Incremental Cost | 1: 3.9902; SOURCES 1: -
37 | Incremental Cost per kWh ¦ MMBtu Saved | 1: 0.38459; SOURCES 1: 4,10; SOURCES 2: 4,10; SOURCES 3: 4,10
38 | bar: SOURCES 1
39 | SECONDARY END-USE FUEL IMPACTS (MMBtu/kWh), OR Elec Impacts (kWh/MMBtu) | 1: Ultra-Efficient LED Lighting; SOURCES 1: -
40 | Fossil Fuel (or Elec) Savings - increased use is negative (MMBtu/yr ¦ kWh/yr) | bar: SOURCES 1
41 | Annual Fossil Fuel (or Elec) Savings per Elec (or FF) Savings - increased is negative (MMBtu/kWh ¦ kWh/MMBtu saved) | bar: SOURCES 1
42 | bar: SOURCES 1
43 | EARLY-RETIREMENT RETROFIT MEASURE INPUTS | bar: SOURCES 1
44 | Baseline Equip. Life | bar: SOURCES 1
45 | Baseline Equip. Age | bar: SOURCES 1
46 | Baseline Cost | bar: SOURCES 1
47 | Baseline Cost per kWh ¦ MMBtu saved | bar: SOURCES 1
48 | Baseline shift savings factor (for RET) | bar: SOURCES 1
49 | bar: SOURCES 1
50 | O&M INPUTS | bar: SOURCES 1
51 | Efficient Component 1 (description) | bar: SOURCES 1
52 | Eff Component 1 Life (years) | bar: SOURCES 1
53 | Eff Component 1 Replacement Cost | bar: SOURCES 1
54 | Eff Component 1 Replacement Cost per kWh ¦ MMBtu saved | bar: SOURCES 1
55 | Efficient Component 2 (description) | bar: SOURCES 1
56 | Eff Component 2 Life (years) | bar: SOURCES 1
57 | Eff Component 2 Replacement Cost | bar: SOURCES 1
58 | Eff Component 2 Replacement Cost per kWh ¦ MMBtu saved | bar: SOURCES 1
59 | Baseline Component 1 (description) | bar: SOURCES 1
60 | Baseline Component 1 Life (years) | bar: SOURCES 1
61 | Baseline Component 1 Replacement Cost | bar: SOURCES 1
62 | Baseline Component 1 Replacement Cost per kWh ¦ MMBtu saved | bar: SOURCES 1
63 | Baseline Component 2 (description) | bar: SOURCES 1
64 | Baseline Component 2 Life (years) | bar: SOURCES 1
65 | Baseline Component 2 Replacement Cost | bar: SOURCES 1
66 | Baseline Component 2 Replacement Cost per kWh ¦ MMBtu saved | bar: SOURCES 1
67 | O&M Annual Levelized Cost ($/kWh ¦ $/MMBtu) | bar: SOURCES 1
68 | bar: SOURCES 1
69 | Water INPUTS | bar: SOURCES 1
70 | Water (gal/yr) | bar: SOURCES 1
71 | Water [gal/yr per kWh ¦ MMBtu saved] | bar: SOURCES 1
ΔkWh =((WattsBase-WattsEE)/1000) * ISR * Hours * WHFe
CALCULATIONS
| Inputs | 1: Value; 2: Source; 3: Description
| Wattsbase | 1: Table; 2: IL TRM V12. pg 688-691; 3: Input wattage of the existing system which depends on the baseline fixture
| Wattsee | 1: 0; 2: IL TRM V12. pg 688-691; 3: New Input wattage of EE fixture which depends on new fixture configuration
| WHFe | 1: 1.08; 2: IL TRM V12. pg 682-684; 3: Waste heat factor for energy to account for cooling energy savings from efficient lighting
| WHFd | 1: 1.3; 2: IL TRM V12. pg 682-684; 3: Waste heat factor for energy to account for cooling demand savings from efficient lighting
| Hours | 1: 3379; 2: IL TRM V12. pg 682-684; 3: Fixture Annual Operating Hours
| CF | 1: 0.67; 2: IL TRM V12. pg 682-684
| Incremental Cost | 1: Table; 2: IL TRM V12. pg 688-691
| Measure life | 1: 11; 2: IL TRM V12. pg 688-691
| Type of Lamp | 1: Bulb Type; 2: Minimum Lumens; 3: Maximum Lumens; 4: Wattsbase; 5: Wattsee; 6: delkWh; 7: delkW; 8: % Savings; 9: Incremental Cost; 10: Incremental Cost/kWh; SOURCES 1: Weighting
| Omnidirectional Lamps | 2: 120; 3: 399; 4: 4; 5: 2.4; 6: 5.8389; 7: 0.0013936; 8: 0.4; 9: 2.7; 10: 0.46241; SOURCES 1: 0.020408
|  |  | 400 | 749 | 6.6 | 3.96 | 9.6342 | 0.0022994 | 0.4 | 2.7 | 0.28025 | 0.020408
|  |  | 750 | 899 | 9.6 | 5.76 | 14.0134 | 0.0033446 | 0.4 | 2.7 | 0.19267 | 0.020408
|  |  | 900 | 1399 | 13.1 | 7.86 | 19.1224 | 0.004564 | 0.4 | 2.7 | 0.1412 | 0.020408
|  |  | 1400 | 1999 | 16 | 9.6 | 23.3556 | 0.0055744 | 0.4 | 2.7 | 0.1156 | 0.020408
|  |  | 2000 | 2999 | 21.8 | 13.08 | 31.8221 | 0.0075951 | 0.4 | 2.7 | 0.084847 | 0.020408
|  |  | 3000 | 3299 | 28.9 | 17.34 | 42.1861 | 0.010069 | 0.4 | 2.7 | 0.064002 | 0.020408
| Decorative Lamps | 1: Omni-Directional 3-Way; 2: 1100; 3: 1999; 4: 14.7; 5: 8.82; 6: 21.458; 7: 0.0051215; 8: 0.4; 9: 3.4; 10: 0.15845; SOURCES 1: 0.020408
|  |  | 2000 | 2700 | 22.6 | 13.56 | 32.9899 | 0.0078738 | 0.4 | 3.4 | 0.10306 | 0.020408
|  | Globe (medium and intermediate bases less than 750 lumens) | 310 | 349 | 3 | 1.8 | 4.3792 | 0.0010452 | 0.4 | 3.4 | 0.7764 | 0.020408
|  |  | 350 | 499 | 4.7 | 2.82 | 6.8607 | 0.0016375 | 0.4 | 3.4 | 0.49557 | 0.020408
|  |  | 500 | 574 | 5.7 | 3.42 | 8.3204 | 0.0019859 | 0.4 | 3.4 | 0.40863 | 0.020408
|  |  | 575 | 649 | 6.5 | 3.9 | 9.4882 | 0.0022646 | 0.4 | 3.4 | 0.35834 | 0.020408
|  |  | 650 | 1000 | 8.2 | 4.92 | 11.9698 | 0.0028569 | 0.4 | 3.4 | 0.28405 | 0.020408
|  | Globe (candelabra bases less than 1050 lumens) | 310 | 349 | 3.5 | 2.1 | 5.109 | 0.0012194 | 0.4 | 3.4 | 0.66549 | 0.020408
|  |  | 350 | 499 | 4.4 | 2.64 | 6.4228 | 0.001533 | 0.4 | 3.4 | 0.52936 | 0.020408
|  |  | 500 | 574 | 5.5 | 3.3 | 8.0285 | 0.0019162 | 0.4 | 3.4 | 0.42349 | 0.020408
|  | Decorative (Shapes B, BA, C, CA, DC, F, G, medium and intermediate bases less than 750 lumens) | 310 | 499 | 4.3 | 2.58 | 6.2768 | 0.0014981 | 0.4 | 3.4 | 0.54167 | 0.020408
|  |  | 500 | 800 | 5.8 | 3.48 | 8.4664 | 0.0020207 | 0.4 | 3.4 | 0.40159 | 0.020408
|  | Decorative (Shapes B, BA, C, CA, DC, F, G, T candelabra bases less than 1050 lumens) | 310 | 499 | 4.2 | 2.52 | 6.1309 | 0.0014633 | 0.4 | 3.4 | 0.55457 | 0.020408
|  |  | 500 | 650 | 5.5 | 3.3 | 8.0285 | 0.0019162 | 0.4 | 3.4 | 0.42349 | 0.020408
|  | Decorative (Shape ST) | 310 | 499 | 6.5 | 3.9 | 9.4882 | 0.0022646 | 0.4 | 3.4 | 0.35834 | 0.020408
|  |  | 500 | 999 | 8.8 | 5.28 | 12.8456 | 0.0030659 | 0.4 | 3.4 | 0.26468 | 0.020408
|  |  | 1000 | 1500 | 10 | 6 | 14.5973 | 0.003484 | 0.4 | 3.4 | 0.23292 | 0.020408
|  | Decorative (Shape S) | 310 | 340 | 2.25 | 1.35 | 3.2844 | 0.0007839 | 0.4 | 3.4 | 1.0352 | 0.020408
| Directional Lamps | 1: Reflector lamp types with medium screw bases (PAR20, PAR30(S,L), PAR38, R40, etc.) w/ diameter >2.25"; 2: 400; 3: 649; 4: 7; 5: 4.2; 6: 10.2181; 7: 0.0024388; 8: 0.4; 9: 5.18; 10: 0.50694; SOURCES 1: 0.020408
|  |  | 650 | 899 | 10.7 | 6.42 | 15.6191 | 0.0037279 | 0.4 | 5.18 | 0.33165 | 0.020408
|  |  | 900 | 1049 | 13.9 | 8.34 | 20.2902 | 0.0048428 | 0.4 | 5.18 | 0.2553 | 0.020408
|  |  | 1050 | 1199 | 13.8 | 8.28 | 20.1442 | 0.0048079 | 0.4 | 5.18 | 0.25715 | 0.020408
|  |  | 1200 | 1499 | 15.9 | 9.54 | 23.2097 | 0.0055396 | 0.4 | 5.18 | 0.22318 | 0.020408
|  |  | 1500 | 1999 | 18.9 | 11.34 | 27.5889 | 0.0065848 | 0.4 | 5.18 | 0.18776 | 0.020408
|  |  | 2000 | 3299 | 27.3 | 16.38 | 39.8506 | 0.0095113 | 0.4 | 5.18 | 0.12999 | 0.020408
|  | Reflector lamp types with medium screw bases (PAR16, R14, R16, etc.) w/ diameter <2.25" | 310 | 374 | 4.6 | 2.76 | 6.7147 | 0.0016026 | 0.4 | 5.18 | 0.77144 | 0.020408
|  |  | 375 | 600 | 6.4 | 3.84 | 9.3423 | 0.0022298 | 0.4 | 5.18 | 0.55447 | 0.020408
|  | BR30, BR40, or ER40 | 650 | 949 | 9.3 | 5.58 | 13.5755 | 0.0032401 | 0.4 | 5.18 | 0.38157 | 0.020408
|  |  | 950 | 1099 | 12.7 | 7.62 | 18.5385 | 0.0044247 | 0.4 | 5.18 | 0.27942 | 0.020408
|  |  | 1100 | 1399 | 14.4 | 8.64 | 21.0201 | 0.005017 | 0.4 | 5.18 | 0.24643 | 0.020408
|  |  | 1400 | 1600 | 16.6 | 9.96 | 24.2315 | 0.0057834 | 0.4 | 5.18 | 0.21377 | 0.020408
|  |  | 1601 | 1800 | 22.2 | 13.32 | 32.406 | 0.0077345 | 0.4 | 5.18 | 0.15985 | 0.020408
|  | R20 | 450 | 524 | 6 | 3.6 | 8.7584 | 0.0020904 | 0.4 | 5.18 | 0.59143 | 0.020408
|  |  | 525 | 750 | 7.1 | 4.26 | 10.3641 | 0.0024736 | 0.4 | 5.18 | 0.4998 | 0.020408
|  | MR16 | 310 | 324 | 3.8 | 2.28 | 5.547 | 0.0013239 | 0.4 | 5.18 | 0.93384 | 0.020408
|  |  | 325 | 369 | 4.8 | 2.88 | 7.0067 | 0.0016723 | 0.4 | 5.18 | 0.73929 | 0.020408
|  |  | 370 | 400 | 4.9 | 2.94 | 7.1527 | 0.0017072 | 0.4 | 5.18 | 0.72421 | 0.020408
| Additional EISA non-exempt bulb types | 1: Dimmable Twist, Globe (less than 5" in diameter and > 749 lumens), candle (shapes B, BA, CA > 749 lumens), Candelabra Base Lamps (>1049 lumens), Intermediate Base Lamps (>749 lumens; 2: 310; 3: 399; 4: 4; 5: 2.4; 6: 5.8389; 7: 0.0013936; 8: 0.4; 9: 3.4; 10: 0.5823; SOURCES 1: 0.020408
|  |  | 400 | 749 | 6.6 | 3.96 | 9.6342 | 0.0022994 | 0.4 | 3.4 | 0.35291 | 0.020408
|  |  | 750 | 899 | 9.6 | 5.76 | 14.0134 | 0.0033446 | 0.4 | 3.4 | 0.24263 | 0.020408
|  |  | 900 | 1399 | 13.1 | 7.86 | 19.1224 | 0.004564 | 0.4 | 3.4 | 0.1778 | 0.020408
|  |  | 1400 | 1999 | 16 | 9.6 | 23.3556 | 0.0055744 | 0.4 | 3.4 | 0.14558 | 0.020408
| WEIGHTED AVERAGE | 6: 14.7686; 7: 0.0035249; 8: 0.4; 9: 3.9902; 10: 0.38459
Note on C112: [Threaded comment] Your version of Excel allows you to read this threaded comment; however, any edits to it will get removed if the file is opened in a newer version of Excel. Learn more: https://go.microsoft.com/fwlink/?linkid=870924 Comment: Default assumed as Unknown. PR level verification needed
Note on B116: [Threaded comment] Your version of Excel allows you to read this threaded comment; however, any edits to it will get removed if the file is opened in a newer version of Excel. Learn more: https://go.microsoft.com/fwlink/?linkid=870924 Comment: Needs PR level Costs of material and labor
Note on G120: [Threaded comment] Your version of Excel allows you to read this threaded comment; however, any edits to it will get removed if the file is opened in a newer version of Excel. Learn more: https://go.microsoft.com/fwlink/?linkid=870924 Comment: Assuming a 40% improvements with standard LEDs. https://www.usa.lighting.philips.com/consumer/ultra-efficient#:~:text=By%20improving%20the%20energy%20efficiency,saving%20energy%20%E2%80%93%20and%20the%20plant.

## Fluorescent Delamping
| MEASURE GROUP DEFINITION |  |  |  | REGION | #REF!
| INPUT CELLS | CALCULATED CELLS
| MEASURE NAME | [10 empty] | TAB NAMING LOOKUPS (DEFINED BY OVERALL PROJECT, NOT SPECIFIC MEASURE)
| Short Name (Same as Tab Name!) | Long Name | Sector (full name) | Life | Life Source | [6 empty] | Fuel Type
| Fluorescent Delamping | Fluorescent Delamping | C&I | 11 | 3 | [6 empty] | Fuel | Electric | Gas | Oil | Propane
[12 empty] | Abbreviation | E | G | O | P
| TAB BREAKOUT |  |  |  |  | [PULL FORMULA DOWN] | [PULL FORMULA DOWN]
# | Primary Fuel | Secondary Fuel (blank OK) | End Use | Market (RET or MD) | Custom Field (blank OK) | Fuel Abbreviations | End Use Abbr. | UNIQUE MEASURE NAME | Long Name |  |  | Sector
1 | Electric |  | Interior Lighting | RET | No Heat | E | IntL | Fluorescent Delamping_CI, E - IntL [No Heat] (RET) | Fluorescent Delamping |  |  | Sector | Residential | C&I
2 | [11 empty] | Abbreviation | Res | CI
3
4 | [11 empty] | Market
5 | [11 empty] | Market | Retrofit | Market-Driven
6 | [11 empty] | Abbreviation | RET | MD
7
8 | [11 empty] | Building Types
9 | [11 empty] | Building Types | Single Family | Multifamily | LI Single Family | LI Multifamily | Small Education - College/University | Small Education - Other | Small Grocery | Small Health - Hospital | Small Health - Other | Small Industrial Manufacturing | Small Institutional/Public Service | Small Lodging | Small Miscellaneous/Other | Small Office | Small Restaurant | Small Retail | Small Warehouse | Large Education - College/University | Large Education - Other | Large Grocery | Large Health - Hospital | Large Health - Other | Large Industrial Manufacturing | Large Institutional/Public Service | Large Lodging | Large Miscellaneous/Other | Large Office | Large Restaurant | Large Retail | Large Warehouse
10
End Use
[12 empty] | End Use | Appliances | Cooking | Cooling | Exterior Lighting | Interior Lighting | Other | Plug Loads | Refrigeration | Space Heating | Ventilation | Water Heating | Drives | Motors and VFDs | Compressed Air Systems | Process Cooling and Refrigeration | Process Heating | Total Electric | Total Gas
[12 empty] | Abbreviation | Appl | Cook | Cool | ExtL | IntL | Oth | Plug | Refr | Heat | Vent | HWat | Driv | Motr | CAS | PrC | PrH | TotE | TotG
KEY FOR MEASURE DATA ROWS
CALCULATED FIELD
ENTER MANUALLY OR FORMULAICALLY FROM CALCULATIONS SECTION
MEASURE DATA
SOURCES
| GENERAL ('Measures' Sheet) INPUTS | 1 | 2 | 3 | 4 | 5 | 6 | 7 | 8 | 9 | 10 | 1 | 2 | 3 | 4 | 5 | 6 | 7 | 8 | 9 | 10
1 | Measure Name | 1: Fluorescent Delamping_CI, E - IntL [No Heat] (RET); SOURCES 1: Fluorescent Delamping_CI, E - IntL [No Heat] (RET)
2 | Measure Long Name | 1: Fluorescent Delamping; SOURCES 1: -
3 | Parent Measure Name | 1: Fluorescent Delamping_CI, E - IntL [No Heat] (RET); SOURCES 1: -
4 | Parent Measure Long Name | 1: Fluorescent Delamping; SOURCES 1: -
5 | Sector | 1: C&I; SOURCES 1: -
6 | Description | 1: Remove fluorescent lamps from multi-lamp fixtures in overlit areas; SOURCES 1: -
7 | Life | 1: 11; SOURCES 1: -
8 | Exist. Life | bar: SOURCES 1
9 | Primary Fuel | bar: 1 to SOURCES 1
10 | Secondary Fuel | bar: SOURCES 1
11 | Primary Fuel End Use | 1: Interior Lighting; SOURCES 1: -
12 | Secondary Fuel End Use | bar: SOURCES 1
13 | Elec Load Shape | bar: SOURCES 1
14 | Fuel Switch (Y/N) | bar: SOURCES 1
15 | Waste Heat Adjust. (Y/N) | bar: SOURCES 1
16 | Depends On | bar: SOURCES 1
17 | Links With | bar: SOURCES 1
18 | Mutual Exclusivity | bar: SOURCES 1
19 | bar: SOURCES 1
20 | GENERAL ('MeasChars' Sheet) INPUTS | 1: Fluorescent Delamping; SOURCES 1: -
21 | Mkt (MD or RET) | 1: RET; SOURCES 1: -
22 | Target Markets (NC, RENO, REPL, RET) | 1: RET; SOURCES 1: -
23 | Baseline Description | 1: Existing fluorescent fixture in overlit space; SOURCES 1: -
24 | Efficient Description | 1: Delamped fixture; SOURCES 1: -
25 | Start Year | 1: #REF!; SOURCES 1: -
26 | End Year | 1: #REF!; SOURCES 1: -
27 | Building type assumed for characterization | 1: Small Office; SOURCES 1: -
28 | Units for Costs & Savings Values | bar: SOURCES 1
29 | Efficient kW ¦ MMBtu | bar: SOURCES 1
30 | Baseline kW ¦ MMBtu | bar: SOURCES 1
31 | Full Load Hours | bar: SOURCES 1
32 | kWh ¦ MMBtu Annual Savings | 1: 75.176; SOURCES 1: -
33 | % Savings (primary fuel) | 1: 100%; SOURCES 1: 3,6,7,23,8; SOURCES 2: 3,6,7,23,9; SOURCES 3: 3,6,7,23,47
34 | Efficient Equip Cost | bar: SOURCES 1
35 | Baseline Equip Cost | bar: SOURCES 1
36 | Incremental Cost | 1: 26.6; SOURCES 1: -
37 | Incremental Cost per kWh ¦ MMBtu Saved | 1: 0.40848; SOURCES 1: 4,10; SOURCES 2: 4,10; SOURCES 3: 4,10
38 | bar: SOURCES 1
39 | SECONDARY END-USE FUEL IMPACTS (MMBtu/kWh), OR Elec Impacts (kWh/MMBtu) | 1: Fluorescent Delamping; SOURCES 1: -
40 | Fossil Fuel (or Elec) Savings - increased use is negative (MMBtu/yr ¦ kWh/yr) | bar: SOURCES 1
41 | Annual Fossil Fuel (or Elec) Savings per Elec (or FF) Savings - increased is negative (MMBtu/kWh ¦ kWh/MMBtu saved) | bar: SOURCES 1
42 | bar: SOURCES 1
43 | EARLY-RETIREMENT RETROFIT MEASURE INPUTS | bar: SOURCES 1
44 | Baseline Equip. Life | bar: SOURCES 1
45 | Baseline Equip. Age | bar: SOURCES 1
46 | Baseline Cost | bar: SOURCES 1
47 | Baseline Cost per kWh ¦ MMBtu saved | bar: SOURCES 1
48 | Baseline shift savings factor (for RET) | bar: SOURCES 1
49 | bar: SOURCES 1
50 | O&M INPUTS | bar: SOURCES 1
51 | Efficient Component 1 (description) | bar: SOURCES 1
52 | Eff Component 1 Life (years) | bar: SOURCES 1
53 | Eff Component 1 Replacement Cost | bar: SOURCES 1
54 | Eff Component 1 Replacement Cost per kWh ¦ MMBtu saved | bar: SOURCES 1
55 | Efficient Component 2 (description) | bar: SOURCES 1
56 | Eff Component 2 Life (years) | bar: SOURCES 1
57 | Eff Component 2 Replacement Cost | bar: SOURCES 1
58 | Eff Component 2 Replacement Cost per kWh ¦ MMBtu saved | bar: SOURCES 1
59 | Baseline Component 1 (description) | bar: SOURCES 1
60 | Baseline Component 1 Life (years) | bar: SOURCES 1
61 | Baseline Component 1 Replacement Cost | bar: SOURCES 1
62 | Baseline Component 1 Replacement Cost per kWh ¦ MMBtu saved | bar: SOURCES 1
63 | Baseline Component 2 (description) | bar: SOURCES 1
64 | Baseline Component 2 Life (years) | bar: SOURCES 1
65 | Baseline Component 2 Replacement Cost | bar: SOURCES 1
66 | Baseline Component 2 Replacement Cost per kWh ¦ MMBtu saved | bar: SOURCES 1
67 | O&M Annual Levelized Cost ($/kWh ¦ $/MMBtu) | bar: SOURCES 1
68 | bar: SOURCES 1
69 | Water INPUTS | bar: SOURCES 1
70 | Water (gal/yr) | bar: SOURCES 1
71 | Water [gal/yr per kWh ¦ MMBtu saved] | bar: SOURCES 1
ΔkWh =((WattsBase-WattsEE)/1000) * ISR * Hours * WHFe
CALCULATIONS
| Inputs | 1: Value; 2: Source; 3: Description
| Wattsbase | 1: Table; 2: IL TRM V12. pg 688-691; 3: Input wattage of the existing system which depends on the baseline fixture
| Wattsee | 1: 0; 2: IL TRM V12. pg 688-691; 3: New Input wattage of EE fixture which depends on new fixture configuration
| WHFe | 1: 1.08; 2: IL TRM V12. pg 682-684; 3: Waste heat factor for energy to account for cooling energy savings from efficient lighting
| WHFd | 1: 1.3; 2: IL TRM V12. pg 682-684; 3: Waste heat factor for energy to account for cooling demand savings from efficient lighting
| Hours | 1: 3379; 2: IL TRM V12. pg 682-684; 3: Fixture Annual Operating Hours
| CF | 1: 0.67; 2: IL TRM V12. pg 682-684
| Incremental Cost | 1: Table; 2: IL TRM V12. pg 688-691
| Measure life | 1: 11; 2: IL TRM V12. pg 688-691
|  | Wattage of lamp removed |  | Weighted average
| Lamp type | 1: T8; 2: T12; 3: 40% T12, 60% T8; 4: Incremental Cost
| 8ft T8 | 1: 38.6; 2: 60.3; 3: 47.3; 4: 30
| 4ft T8 | 1: 19.4; 2: 33.7; 3: 25.1; 4: 25
| 3ft T8 | 1: 14.6; 2: 40; 3: 24.8; 4: 25.7
| 2ft T8 | 1: 9.8; 2: 28; 3: 17.1; 4: 25.7
Submeasure aggregation
| Lamp type | 1: Wattsbase; 2: Wattsee; 3: delkWh; 4: delkW; 5: % Savings; 6: Incremental Cost; 7: Incremental Cost/kWh; 8: Weighting
| 8ft T8 | 1: 38.6; 2: 0; 3: 140.8638; 4: 0.033621; 5: 100%; 6: 30; 7: 0.33579; 8: 0.25
| 4ft T8 | 1: 19.4; 2: 0; 3: 70.7968; 4: 0.016897; 5: 100%; 6: 25; 7: 0.35454; 8: 0.25
| 3ft T8 | 1: 14.6; 2: 0; 3: 53.2801; 4: 0.012717; 5: 100%; 6: 25.7; 7: 0.46546; 8: 0.25
| 2ft T8 | 1: 9.8; 2: 0; 3: 35.7633; 4: 0.0085358; 5: 100%; 6: 25.7; 7: 0.47814; 8: 0.25
| WEIGHTED AVERAGE | 3: 75.176; 4: 0.017943; 5: 1; 6: 26.6; 7: 0.40848
Note on C112: [Threaded comment] Your version of Excel allows you to read this threaded comment; however, any edits to it will get removed if the file is opened in a newer version of Excel. Learn more: https://go.microsoft.com/fwlink/?linkid=870924 Comment: Default assumed as Unknown. PR level verification needed
Note on B116: [Threaded comment] Your version of Excel allows you to read this threaded comment; however, any edits to it will get removed if the file is opened in a newer version of Excel. Learn more: https://go.microsoft.com/fwlink/?linkid=870924 Comment: Needs PR level Costs of material and labor
Note on F121: [Threaded comment] Your version of Excel allows you to read this threaded comment; however, any edits to it will get removed if the file is opened in a newer version of Excel. Learn more: https://go.microsoft.com/fwlink/?linkid=870924 Comment: IL Utility based values, needs PR level evaluations
Note on C129: [Threaded comment] Your version of Excel allows you to read this threaded comment; however, any edits to it will get removed if the file is opened in a newer version of Excel. Learn more: https://go.microsoft.com/fwlink/?linkid=870924 Comment: Assuming complete delamping of T8 lamp with reflector, etc. Measure considers T12 delamping to have a T8 retrofit

## CI Lighting Controls
| MEASURE GROUP DEFINITION |  |  |  | REGION | #REF!
| INPUT CELLS | CALCULATED CELLS
| MEASURE NAME | [10 empty] | TAB NAMING LOOKUPS (DEFINED BY OVERALL PROJECT, NOT SPECIFIC MEASURE)
| Short Name (Same as Tab Name!) | Long Name | Sector (full name) | Life | Life Source | [6 empty] | Fuel Type
| CI Lighting Controls | Lighting Controls | C&I | 15 | 3 | [6 empty] | Fuel | Electric | Gas | Oil | Propane
[12 empty] | Abbreviation | E | G | O | P
| TAB BREAKOUT |  |  |  |  | [PULL FORMULA DOWN] | [PULL FORMULA DOWN]
# | Primary Fuel | Secondary Fuel (blank OK) | End Use | Market (RET or MD) | Custom Field (blank OK) | Fuel Abbreviations | End Use Abbr. | UNIQUE MEASURE NAME | Long Name |  |  | Sector
1 | Electric |  | Interior Lighting | RET | No Heat | E | IntL | CI Lighting Controls_CI, E - IntL [No Heat] (RET) | Lighting Controls |  |  | Sector | Residential | C&I
2 | [11 empty] | Abbreviation | Res | CI
3
4 | [11 empty] | Market
5 | [11 empty] | Market | Retrofit | Market-Driven
6 | [11 empty] | Abbreviation | RET | MD
7
8 | [11 empty] | Building Types
9 | [11 empty] | Building Types | Single Family | Multifamily | LI Single Family | LI Multifamily | Small Education - College/University | Small Education - Other | Small Grocery | Small Health - Hospital | Small Health - Other | Small Industrial Manufacturing | Small Institutional/Public Service | Small Lodging | Small Miscellaneous/Other | Small Office | Small Restaurant | Small Retail | Small Warehouse | Large Education - College/University | Large Education - Other | Large Grocery | Large Health - Hospital | Large Health - Other | Large Industrial Manufacturing | Large Institutional/Public Service | Large Lodging | Large Miscellaneous/Other | Large Office | Large Restaurant | Large Retail | Large Warehouse
10
End Use
[12 empty] | End Use | Appliances | Cooking | Cooling | Exterior Lighting | Interior Lighting | Other | Plug Loads | Refrigeration | Space Heating | Ventilation | Water Heating | Drives | Motors and VFDs | Compressed Air Systems | Process Cooling and Refrigeration | Process Heating | Total Electric | Total Gas
[12 empty] | Abbreviation | Appl | Cook | Cool | ExtL | IntL | Oth | Plug | Refr | Heat | Vent | HWat | Driv | Motr | CAS | PrC | PrH | TotE | TotG
KEY FOR MEASURE DATA ROWS
CALCULATED FIELD
ENTER MANUALLY OR FORMULAICALLY FROM CALCULATIONS SECTION
MEASURE DATA
SOURCES
| GENERAL ('Measures' Sheet) INPUTS | 1 | 2 | 3 | 4 | 5 | 6 | 7 | 8 | 9 | 10 | 1 | 2 | 3 | 4 | 5 | 6 | 7 | 8 | 9 | 10
1 | Measure Name | 1: CI Lighting Controls_CI, E - IntL [No Heat] (RET); SOURCES 1: CI Lighting Controls_CI, E - IntL [No Heat] (RET)
2 | Measure Long Name | 1: Lighting Controls; SOURCES 1: -
3 | Parent Measure Name | 1: CI Lighting Controls_CI, E - IntL [No Heat] (RET); SOURCES 1: -
4 | Parent Measure Long Name | 1: Lighting Controls; SOURCES 1: -
5 | Sector | 1: C&I; SOURCES 1: -
6 | Description | 1: Replace a non-LED exit sign with an LED sign (or replace the lights therein); SOURCES 1: -
7 | Life | 1: 15; SOURCES 1: -
8 | Exist. Life | bar: SOURCES 1
9 | Primary Fuel | bar: 1 to SOURCES 1
10 | Secondary Fuel | bar: 1 to SOURCES 1
11 | Primary Fuel End Use | 1: Interior Lighting; SOURCES 1: -
12 | Secondary Fuel End Use | bar: SOURCES 1
13 | Elec Load Shape | bar: SOURCES 1
14 | Fuel Switch (Y/N) | bar: SOURCES 1
15 | Waste Heat Adjust. (Y/N) | bar: SOURCES 1
16 | Depends On | bar: SOURCES 1
17 | Links With | bar: SOURCES 1
18 | Mutual Exclusivity | bar: SOURCES 1
19 | bar: SOURCES 1
20 | GENERAL ('MeasChars' Sheet) INPUTS | 1: Lighting Controls; SOURCES 1: -
21 | Mkt (MD or RET) | 1: RET; SOURCES 1: -
22 | Target Markets (NC, RENO, REPL, RET) | 1: RET; SOURCES 1: -
23 | Baseline Description | 1: Uncontrolled LED Light; SOURCES 1: -
24 | Efficient Description | 1: Controlled LED Light; SOURCES 1: -
25 | Start Year | 1: #REF!; SOURCES 1: -
26 | End Year | 1: #REF!; SOURCES 1: -
27 | Building type assumed for characterization | 1: Small Office; SOURCES 1: -
28 | Units for Costs & Savings Values | bar: SOURCES 1
29 | Efficient kW ¦ MMBtu | bar: SOURCES 1
30 | Baseline kW ¦ MMBtu | bar: SOURCES 1
31 | Full Load Hours | bar: SOURCES 1
32 | kWh ¦ MMBtu Annual Savings | bar: SOURCES 1
33 | % Savings (primary fuel) | SOURCES 1: 3,6,7,23; SOURCES 2: 3,6,7,23; SOURCES 3: 3,6,7,23
34 | Efficient Equip Cost | bar: SOURCES 1
35 | Baseline Equip Cost | bar: SOURCES 1
36 | Incremental Cost | bar: SOURCES 1
37 | Incremental Cost per kWh ¦ MMBtu Saved | SOURCES 1: 4; SOURCES 2: 4; SOURCES 3: 4
38 | bar: SOURCES 1
39 | SECONDARY END-USE FUEL IMPACTS (MMBtu/kWh), OR Elec Impacts (kWh/MMBtu) | 1: Lighting Controls; SOURCES 1: -
40 | Fossil Fuel (or Elec) Savings - increased use is negative (MMBtu/yr ¦ kWh/yr) | bar: SOURCES 1
41 | Annual Fossil Fuel (or Elec) Savings per Elec (or FF) Savings - increased is negative (MMBtu/kWh ¦ kWh/MMBtu saved) | bar: SOURCES 1
42 | bar: SOURCES 1
43 | EARLY-RETIREMENT RETROFIT MEASURE INPUTS | bar: SOURCES 1
44 | Baseline Equip. Life | bar: SOURCES 1
45 | Baseline Equip. Age | bar: SOURCES 1
46 | Baseline Cost | bar: SOURCES 1
47 | Baseline Cost per kWh ¦ MMBtu saved | bar: SOURCES 1
48 | Baseline shift savings factor (for RET) | bar: SOURCES 1
49 | bar: SOURCES 1
50 | O&M INPUTS | 1: Lighting Controls; SOURCES 1: -
51 | Efficient Component 1 (description) | bar: SOURCES 1
52 | Eff Component 1 Life (years) | bar: SOURCES 1
53 | Eff Component 1 Replacement Cost | bar: SOURCES 1
54 | Eff Component 1 Replacement Cost per kWh ¦ MMBtu saved | bar: SOURCES 1
55 | Efficient Component 2 (description) | bar: SOURCES 1
56 | Eff Component 2 Life (years) | bar: SOURCES 1
57 | Eff Component 2 Replacement Cost | bar: SOURCES 1
58 | Eff Component 2 Replacement Cost per kWh ¦ MMBtu saved | bar: SOURCES 1
59 | Baseline Component 1 (description) | bar: SOURCES 1
60 | Baseline Component 1 Life (years) | bar: SOURCES 1
61 | Baseline Component 1 Replacement Cost | bar: SOURCES 1
62 | Baseline Component 1 Replacement Cost per kWh ¦ MMBtu saved | bar: SOURCES 1
63 | Baseline Component 2 (description) | bar: SOURCES 1
64 | Baseline Component 2 Life (years) | bar: SOURCES 1
65 | Baseline Component 2 Replacement Cost | bar: SOURCES 1
66 | Baseline Component 2 Replacement Cost per kWh ¦ MMBtu saved | bar: SOURCES 1
67 | O&M Annual Levelized Cost ($/kWh ¦ $/MMBtu) | bar: SOURCES 1
68 | bar: SOURCES 1
69 | Water INPUTS | bar: SOURCES 1
70 | Water (gal/yr) | bar: SOURCES 1
71 | Water [gal/yr per kWh ¦ MMBtu saved] | bar: SOURCES 1
ΔkWh = KWControlled* Hours * (ESFEE – ESFBase) * WHF
CALCULATIONS
| Inputs | 1: Value; 2: Source; 3: Description
| kWcontrolled | 1: Table; 2: IL TRM V12. pg 754-760; 3: Total lighting load connected to the control in kilowatts
| Hours | 1: Table; 2: IL TRM V12. pg 754-760; 3: New Input wattage of EE fixture which depends on new fixture configuration
| ESFee | 1: Table; 2: IL TRM V12. pg 754-760; 3: Energy Savings Factor from the new lighting controls installed
| ESFbase | 1: 0; 2: IL TRM V12. pg 754-760; 3: Energy Savings Factor of the lighting controls that existed before the new lighting controls were installed
| WHFe | 1: 1.08; 2: IL TRM V12. pg 682-684; 3: Waste heat factor for energy to account for cooling energy savings from efficient lighting
| WHFd | 1: 1.3; 2: IL TRM V12. pg 682-684; 3: Waste heat factor for energy to account for cooling demand savings from efficient lighting
| CFbaseline | 1: 0.66; 2: IL TRM V12. pg 682-684
| CFlc | 1: 0.15
Baseadj | bar: 1
| Incremental Cost | 1: Table; 2: IL TRM V12. pg 754-760
| Measure life | 1: 15; 2: IL TRM V12. pg 754-760
| Lighting control type | 1: Incremental cost; 2: Wattage unit; 3: Default kW controlled
| Interior Wall Switch Occupancy Sensor | 1: 55; 2: per control; 3: 0.084
| Interior Fixture-Mounted Occupancy Sensor | 1: 67; 2: per fixture; 3: 0.081
| Interior Remote or Wall-Mounted Occupancy Sensor | 1: 125; 2: per control; 3: 0.338
| Interior Fixture-Mounted Daylight Sensor | 1: 50; 2: per fixture; 3: 0.095
| Interior Remote or Wall-Mounted Daylight Sensor | 1: 65; 2: per control; 3: 0.239
| Interior Integrated Occupancy for LED Interior Fixtures < 10,000 Lumens | 1: 40; 2: per fixture; 3: 0.031
| Interior Integrated Occupancy for LED Interior Fixtures >= 10,000 Lumens | 1: 40; 2: per fixture; 3: 0.118
| Interior Integrated Dual Occupancy & Daylight Sensor for LED Interior Fixtures < 10,000 Lumens | 1: 50; 2: per control; 3: 0.031
| Interior Integrated Dual Occupancy & Daylight Sensor for LED Interior Fixtures >= 10,000 Lumens | 1: 50; 2: per control; 3: 0.118
| Interior Fixture-Mounted Dual Occupancy & Daylight Sensor for LED Interior Fixtures < 10,000 Lumens | 1: 100; 2: per control; 3: 0.031
| Interior Fixture-Mounted Dual Occupancy & Daylight Sensor for LED Interior Fixtures >= 10,000 Lumens | 1: 100; 2: per control; 3: 0.118
| Luminaire-Level Lighting Controls <10,000 Lumens | 1: 56; 2: per control; 3: 0.031
| Luminaire-Level Lighting Controls >10,000 Lumens | 1: 56; 2: per control; 3: 0.118
| Interior Networked Lighting Controls <10,000 sqft building | 1: 0.86; 2: kW/controlled sqft; 3: 0.00061
| Interior Networked Lighting Controls 10,000-100,000 sqft building | 1: 0.59; 2: kW/controlled sqft; 3: 0.00061
| Interior Networked Lighting Controls >100,000 sqft building | 1: 0.4; 2: kW/controlled sqft; 3: 0.00061
| High End Trim or Institutional Tuning | 1: 0.06; 3: 0.118
| Exterior Occupancy Sensor | 1: 82; 2: per fixture; 3: 0.086
| Exterior NLC | 1: 82; 2: kW/controlled sqft; 3: Actual
| Control Type | 1: General Building Type; 2: Reference Table Sec 4.5; 3: Hours
| Networked Lighting Controls and LuminaireLevel Lighting Controls | 1: Education; 2: Childcare/Pre-School, College, Elementary School, High School; 3: 4231
|  | Manufacturing | Manufacturing Facility | 5365
|  | Office | Office - High Rise - CAV no econ, Office - High Rise- CAV econ, OfficeHigh Rise- VAV econ, Office- High Rise - FCU, Office- Low Rise, Office - Mid Rise | 4453
|  | Retail | Convenience Store, Drug Store, Grocery, Retail - Department Store, Retail - Strip Mall | 6936
|  | Warehouse | Warehouse | 5116
|  | All Other | All other building/space types in the Reference Table in Section 4.5
| All other | 1: All; 2: All; 3: 3379
| Lighting control type | 1: ESF; 2: ESF High end
| Fixture Measurement of Control savings through Networked Trending (Interior or Exterior) | 1: Custom; 2: N/A
| Interior Occupancy Sensor (Switch, Wall, Fixture or Remote Mounted or Integrated in Fixture) | 1: 0.24; 2: 0.37
| Interior Occupancy Sensor configured as “Vacancy Sensor” (Switch, Wall, Fixture or Remote Mounted or Integrated in Fixture) | 1: 0.31; 2: 0.44
| Interior Daylight Sensor (Wall, Fixture or Remote Mounted) | 1: 0.28; 2: 0.41
| Interior Dual Occupancy & Daylight Sensor (Integrated of Fixture Mounted) | 1: 0.38; 2: 0.51
| Interior Networked Luminaire-Level Lighting Controls | 1: 0.61; 2: N/A
| Interior Networked Lighting Controls Only with No LLLCs | 1: 0.35; 2: N/A
| Interior Networked Lighting Controls (unknown or mixed LLLCs) | 1: 0.49; 2: N/A
| Refrigerated Case Occupancy Sensor – Freezer and Cooler | 1: 0.27; 2: N/A
| Exterior Occupancy Sensor | 1: 0.41; 2: N/A
| Exterior NLC | 1: 0.48; 2: N/A
| No Lighting Control | 1: 0; 2: N/A
Submeasure aggregation
| Lighting control type | 1: ESFee; 2: Hours; 3: kWcontrolled; 4: delkWh; 5: delkW; 6: % Savings; 7: Incremental Cost; 8: Incremental Cost/kWh; 9: Weighting
| Interior Wall Switch Occupancy Sensor | 1: 0.24; 2: 3379; 3: 0.084; 4: 73.5703; 5: 0.055692; 8: 0.74758; 9: 0.052632
| Interior Fixture-Mounted Occupancy Sensor | 1: 0.24; 2: 3379; 3: 0.081; 4: 70.9428; 5: 0.053703; 8: 0.94442; 9: 0.052632
| Interior Remote or Wall-Mounted Occupancy Sensor | 1: 0.31; 2: 3379; 3: 0.338; 4: 382.3757; 5: 0.22409; 8: 0.3269; 9: 0.052632
| Interior Fixture-Mounted Daylight Sensor | 1: 0.28; 2: 3379; 3: 0.095; 4: 97.0719; 5: 0.062985; 8: 0.51508; 9: 0.052632
| Interior Remote or Wall-Mounted Daylight Sensor | 1: 0.28; 2: 3379; 3: 0.239; 4: 244.2125; 5: 0.15846; 8: 0.26616; 9: 0.052632
| Interior Integrated Occupancy for LED Interior Fixtures < 10,000 Lumens | 1: 0.24; 2: 3379; 3: 0.031; 4: 27.1509; 5: 0.020553; 8: 1.4732; 9: 0.052632
| Interior Integrated Occupancy for LED Interior Fixtures >= 10,000 Lumens | 1: 0.24; 2: 3379; 3: 0.118; 4: 103.3487; 5: 0.078234; 8: 0.38704; 9: 0.052632
| Interior Integrated Dual Occupancy & Daylight Sensor for LED Interior Fixtures < 10,000 Lumens | 1: 0.38; 2: 3379; 3: 0.031; 4: 42.989; 5: 0.020553; 8: 1.1631; 9: 0.052632
| Interior Integrated Dual Occupancy & Daylight Sensor for LED Interior Fixtures >= 10,000 Lumens | 1: 0.38; 2: 3379; 3: 0.118; 4: 163.6355; 5: 0.078234; 8: 0.30556; 9: 0.052632
| Interior Fixture-Mounted Dual Occupancy & Daylight Sensor for LED Interior Fixtures < 10,000 Lumens | 1: 0.38; 2: 3379; 3: 0.031; 4: 42.989; 5: 0.020553; 8: 2.3262; 9: 0.052632
| Interior Fixture-Mounted Dual Occupancy & Daylight Sensor for LED Interior Fixtures >= 10,000 Lumens | 1: 0.38; 2: 3379; 3: 0.118; 4: 163.6355; 5: 0.078234; 8: 0.61111; 9: 0.052632
| Luminaire-Level Lighting Controls <10,000 Lumens | 1: 0.61; 2: 5220.2; 3: 0.031; 4: 106.6111; 5: 0.020553; 8: 0.52527; 9: 0.052632
| Luminaire-Level Lighting Controls >10,000 Lumens | 1: 0.61; 2: 5220.2; 3: 0.118; 4: 405.81; 5: 0.078234; 8: 0.138; 9: 0.052632
| Interior Networked Lighting Controls <10,000 sqft building | 1: 0.49; 2: 5220.2; 3: 4.575; 4: 12638.574; 5: 3.0332; 8: 0.51034; 9: 0.052632
| Interior Networked Lighting Controls 10,000-100,000 sqft building | 1: 0.49; 2: 5220.2; 3: 33.55; 4: 92682.8761; 5: 22.2436; 8: 0.35012; 9: 0.052632
| Interior Networked Lighting Controls >100,000 sqft building | 1: 0.49; 2: 5220.2; 3: 76.25; 4: 210642.9003; 5: 50.5538; 8: 0.23737; 9: 0.052632
| High End Trim or Institutional Tuning | 1: 0.49; 2: 3379; 3: 0.118; 4: 211.0037; 5: 0.078234; 8: 0.28436; 9: 0.052632
| Exterior Occupancy Sensor | 1: 0.41; 2: 3379; 3: 0.086; 4: 128.675; 5: 0.057018; 8: 0.63726; 9: 0.052632
| Exterior NLC | 1: 0.48; 2: 3379; 3: 0.086; 4: 150.6439; 5: 0.057018; 8: 0.54433; 9: 0.052632
| WEIGHTED AVERAGE | 4: 16756.7903
Note on C112: [Threaded comment] Your version of Excel allows you to read this threaded comment; however, any edits to it will get removed if the file is opened in a newer version of Excel. Learn more: https://go.microsoft.com/fwlink/?linkid=870924 Comment: Default assumed as Unknown. PR level verification needed
Note on C114: [Threaded comment] Your version of Excel allows you to read this threaded comment; however, any edits to it will get removed if the file is opened in a newer version of Excel. Learn more: https://go.microsoft.com/fwlink/?linkid=870924 Comment: Default assumed as Unknown. PR level verification needed
Note on C118: [Threaded comment] Your version of Excel allows you to read this threaded comment; however, any edits to it will get removed if the file is opened in a newer version of Excel. Learn more: https://go.microsoft.com/fwlink/?linkid=870924 Comment: Assuming no existing Lighting controls
Note on B119: [Threaded comment] Your version of Excel allows you to read this threaded comment; however, any edits to it will get removed if the file is opened in a newer version of Excel. Learn more: https://go.microsoft.com/fwlink/?linkid=870924 Comment: Needs PR level Costs of material and labor
Note on C136: [Threaded comment] Your version of Excel allows you to read this threaded comment; however, any edits to it will get removed if the file is opened in a newer version of Excel. Learn more: https://go.microsoft.com/fwlink/?linkid=870924 Comment: $/Per sqft
Note on E139: [Threaded comment] Your version of Excel allows you to read this threaded comment; however, any edits to it will get removed if the file is opened in a newer version of Excel. Learn more: https://go.microsoft.com/fwlink/?linkid=870924 Comment: Defaulting to LLLC >10000 lumens
Note on C141: [Threaded comment] Your version of Excel allows you to read this threaded comment; however, any edits to it will get removed if the file is opened in a newer version of Excel. Learn more: https://go.microsoft.com/fwlink/?linkid=870924 Comment: Defaulting to Exte Occupancy Sensor
Note on E151: [Threaded comment] Your version of Excel allows you to read this threaded comment; however, any edits to it will get removed if the file is opened in a newer version of Excel. Learn more: https://go.microsoft.com/fwlink/?linkid=870924 Comment: Assigned Unknown value from Table 4.5
Note on C170: [Threaded comment] Your version of Excel allows you to read this threaded comment; however, any edits to it will get removed if the file is opened in a newer version of Excel. Learn more: https://go.microsoft.com/fwlink/?linkid=870924 Comment: Approx values have been assigned from above table
Note on E184: [Threaded comment] Your version of Excel allows you to read this threaded comment; however, any edits to it will get removed if the file is opened in a newer version of Excel. Learn more: https://go.microsoft.com/fwlink/?linkid=870924 Comment: Assuming 7500 sqft.
Note on E185: [Threaded comment] Your version of Excel allows you to read this threaded comment; however, any edits to it will get removed if the file is opened in a newer version of Excel. Learn more: https://go.microsoft.com/fwlink/?linkid=870924 Comment: Assuming 55000 sqft.
Note on E186: [Threaded comment] Your version of Excel allows you to read this threaded comment; however, any edits to it will get removed if the file is opened in a newer version of Excel. Learn more: https://go.microsoft.com/fwlink/?linkid=870924 Comment: Assuming 125000 sqft.
Note on E189: [Threaded comment] Your version of Excel allows you to read this threaded comment; however, any edits to it will get removed if the file is opened in a newer version of Excel. Learn more: https://go.microsoft.com/fwlink/?linkid=870924 Comment: Defaulting to Ext occupancy sensor

## T5 Fixtures and Lamps
| MEASURE GROUP DEFINITION |  |  |  | REGION | #REF!
| INPUT CELLS | CALCULATED CELLS
| MEASURE NAME | [10 empty] | TAB NAMING LOOKUPS (DEFINED BY OVERALL PROJECT, NOT SPECIFIC MEASURE)
| Short Name (Same as Tab Name!) | Long Name | Sector (full name) | Life | Life Source | [6 empty] | Fuel Type
| T5 Fixtures and Lamps | Interior Delamping | C&I | 13 | 3 | [6 empty] | Fuel | Electric | Gas | Oil | Propane
[12 empty] | Abbreviation | E | G | O | P
| TAB BREAKOUT |  |  |  |  | [PULL FORMULA DOWN] | [PULL FORMULA DOWN]
# | Primary Fuel | Secondary Fuel (blank OK) | End Use | Market (RET or MD) | Custom Field (blank OK) | Fuel Abbreviations | End Use Abbr. | UNIQUE MEASURE NAME | Long Name |  |  | Sector
1 | Electric |  | Interior Lighting | RET | No Heat | E | IntL | T5 Fixtures and Lamps_CI, E - IntL [No Heat] (RET) | Interior Delamping |  |  | Sector | Residential | C&I
2 | Electric |  | Interior Lighting | RET | Electric Heat | E | IntL | T5 Fixtures and Lamps_CI, E - IntL [Electric Heat] (RET) | Interior Delamping |  |  | Abbreviation | Res | CI
3 | Electric | Gas | Interior Lighting | RET |  | E/G | IntL | T5 Fixtures and Lamps_CI, E/G - IntL (RET) | Interior Delamping with Gas Secondary Fuel
4 | [11 empty] | Market
5 | [11 empty] | Market | Retrofit | Market-Driven
6 | [11 empty] | Abbreviation | RET | MD
7
8 | [11 empty] | Building Types
9 | [11 empty] | Building Types | Single Family | Multifamily | LI Single Family | LI Multifamily | Small Education - College/University | Small Education - Other | Small Grocery | Small Health - Hospital | Small Health - Other | Small Industrial Manufacturing | Small Institutional/Public Service | Small Lodging | Small Miscellaneous/Other | Small Office | Small Restaurant | Small Retail | Small Warehouse | Large Education - College/University | Large Education - Other | Large Grocery | Large Health - Hospital | Large Health - Other | Large Industrial Manufacturing | Large Institutional/Public Service | Large Lodging | Large Miscellaneous/Other | Large Office | Large Restaurant | Large Retail | Large Warehouse
10
End Use
[12 empty] | End Use | Appliances | Cooking | Cooling | Exterior Lighting | Interior Lighting | Other | Plug Loads | Refrigeration | Space Heating | Ventilation | Water Heating | Drives | Motors and VFDs | Compressed Air Systems | Process Cooling and Refrigeration | Process Heating | Total Electric | Total Gas
[12 empty] | Abbreviation | Appl | Cook | Cool | ExtL | IntL | Oth | Plug | Refr | Heat | Vent | HWat | Driv | Motr | CAS | PrC | PrH | TotE | TotG
KEY FOR MEASURE DATA ROWS
CALCULATED FIELD
ENTER MANUALLY OR FORMULAICALLY FROM CALCULATIONS SECTION
MEASURE DATA
SOURCES
| GENERAL ('Measures' Sheet) INPUTS | 1 | 2 | 3 | 4 | 5 | 6 | 7 | 8 | 9 | 10 | 1 | 2 | 3 | 4 | 5 | 6 | 7 | 8 | 9 | 10
1 | Measure Name | 1: T5 Fixtures and Lamps_CI, E - IntL [No Heat] (RET); 2: T5 Fixtures and Lamps_CI, E - IntL [Electric Heat] (RET); 3: T5 Fixtures and Lamps_CI, E/G - IntL (RET); SOURCES 1: T5 Fixtures and Lamps_CI, E - IntL [No Heat] (RET); SOURCES 2: T5 Fixtures and Lamps_CI, E - IntL [Electric Heat] (RET); SOURCES 3: T5 Fixtures and Lamps_CI, E/G - IntL (RET)
2 | Measure Long Name | 1: Interior Delamping; 2: Interior Delamping; 3: Interior Delamping with Gas Secondary Fuel; SOURCES 1: -; SOURCES 2: -; SOURCES 3: -
3 | Parent Measure Name | 1: T5 Fixtures and Lamps_CI, E - IntL [No Heat] (RET); 2: T5 Fixtures and Lamps_CI, E - IntL [Electric Heat] (RET); 3: T5 Fixtures and Lamps_CI, E/G - IntL (RET); SOURCES 1: -; SOURCES 2: -; SOURCES 3: -
4 | Parent Measure Long Name | 1: Interior Delamping; 2: Interior Delamping; 3: Interior Delamping with Gas Secondary Fuel; SOURCES 1: -; SOURCES 2: -; SOURCES 3: -
5 | Sector | 1: C&I; 2: C&I; 3: C&I; SOURCES 1: -; SOURCES 2: -; SOURCES 3: -
6 | Description | 1: Remove fluorescent lamps from multi-lamp fixtures in overlit areas; 2: Remove fluorescent lamps from multi-lamp fixtures in overlit areas; 3: Remove fluorescent lamps from multi-lamp fixtures in overlit areas; SOURCES 1: -; SOURCES 2: -; SOURCES 3: -
7 | Life | 1: 13; 2: 13; 3: 13; SOURCES 1: -; SOURCES 2: -; SOURCES 3: -
8 | Exist. Life | bar: SOURCES 1 to SOURCES 3
9 | Primary Fuel | bar: 1 to SOURCES 3
10 | Secondary Fuel | bar: 1 to SOURCES 3
11 | Primary Fuel End Use | 1: Interior Lighting; 2: Interior Lighting; 3: Interior Lighting; SOURCES 1: -; SOURCES 2: -; SOURCES 3: -
12 | Secondary Fuel End Use | 3: Space Heating; SOURCES 1: -; SOURCES 2: -; SOURCES 3: -
13 | Elec Load Shape | bar: SOURCES 1 to SOURCES 3
14 | Fuel Switch (Y/N) | bar: SOURCES 1 to SOURCES 3
15 | Waste Heat Adjust. (Y/N) | bar: SOURCES 1 to SOURCES 3
16 | Depends On | bar: SOURCES 1 to SOURCES 3
17 | Links With | bar: SOURCES 1 to SOURCES 3
18 | Mutual Exclusivity | bar: SOURCES 1 to SOURCES 3
19 | bar: SOURCES 1 to SOURCES 3
20 | GENERAL ('MeasChars' Sheet) INPUTS | 1: Interior Delamping; 2: Interior Delamping; 3: Interior Delamping with Gas Secondary Fuel; SOURCES 1: -; SOURCES 2: -; SOURCES 3: -
21 | Mkt (MD or RET) | 1: RET; 2: RET; 3: RET; SOURCES 1: -; SOURCES 2: -; SOURCES 3: -
22 | Target Markets (NC, RENO, REPL, RET) | 1: RET; 2: RET; 3: RET; SOURCES 1: -; SOURCES 2: -; SOURCES 3: -
23 | Baseline Description | bar: SOURCES 1 to SOURCES 3
24 | Efficient Description | bar: SOURCES 1 to SOURCES 3
25 | Start Year | 1: #REF!; 2: 2021; 3: 2021; SOURCES 1: -; SOURCES 2: -; SOURCES 3: -
26 | End Year | 1: #REF!; 2: 2030; 3: 2030; SOURCES 1: -; SOURCES 2: -; SOURCES 3: -
27 | Building type assumed for characterization | 1: Small Office; 2: Small Office; 3: Small Office; SOURCES 1: -; SOURCES 2: -; SOURCES 3: -
28 | Units for Costs & Savings Values | bar: SOURCES 1 to SOURCES 3
29 | Efficient kW ¦ MMBtu | bar: SOURCES 1 to SOURCES 3
30 | Baseline kW ¦ MMBtu | bar: SOURCES 1 to SOURCES 3
31 | Full Load Hours | bar: SOURCES 1 to SOURCES 3
32 | kWh ¦ MMBtu Annual Savings | bar: SOURCES 1 to SOURCES 3
33 | % Savings (primary fuel) | 1: #REF!; 2: #REF!; 3: #REF!; SOURCES 1: 3,6,7,23,8; SOURCES 2: 3,6,7,23,9; SOURCES 3: 3,6,7,23,47
34 | Efficient Equip Cost | bar: SOURCES 1 to SOURCES 3
35 | Baseline Equip Cost | bar: SOURCES 1 to SOURCES 3
36 | Incremental Cost | bar: SOURCES 1 to SOURCES 3
37 | Incremental Cost per kWh ¦ MMBtu Saved | 1: #REF!; 2: #REF!; 3: #REF!; SOURCES 1: 4,10; SOURCES 2: 4,10; SOURCES 3: 4,10
38 | bar: SOURCES 1 to SOURCES 3
39 | SECONDARY END-USE FUEL IMPACTS (MMBtu/kWh), OR Elec Impacts (kWh/MMBtu) | 1: Interior Delamping; 2: Interior Delamping; 3: Interior Delamping with Gas Secondary Fuel; SOURCES 1: -; SOURCES 2: -; SOURCES 3: -
40 | Fossil Fuel (or Elec) Savings - increased use is negative (MMBtu/yr ¦ kWh/yr) | bar: SOURCES 1 to SOURCES 3
41 | Annual Fossil Fuel (or Elec) Savings per Elec (or FF) Savings - increased is negative (MMBtu/kWh ¦ kWh/MMBtu saved) | 1: #REF!; 2: #REF!; 3: #REF!; SOURCES 1: -; SOURCES 2: -; SOURCES 3: -
42 | bar: SOURCES 1 to SOURCES 3
43 | EARLY-RETIREMENT RETROFIT MEASURE INPUTS | bar: SOURCES 1 to SOURCES 3
44 | Baseline Equip. Life | bar: SOURCES 1 to SOURCES 3
45 | Baseline Equip. Age | bar: SOURCES 1 to SOURCES 3
46 | Baseline Cost | bar: SOURCES 1 to SOURCES 3
47 | Baseline Cost per kWh ¦ MMBtu saved | bar: SOURCES 1 to SOURCES 3
48 | Baseline shift savings factor (for RET) | bar: SOURCES 1 to SOURCES 3
49 | bar: SOURCES 1 to SOURCES 3
50 | O&M INPUTS | bar: SOURCES 1 to SOURCES 3
51 | Efficient Component 1 (description) | bar: SOURCES 1 to SOURCES 3
52 | Eff Component 1 Life (years) | bar: SOURCES 1 to SOURCES 3
53 | Eff Component 1 Replacement Cost | bar: SOURCES 1 to SOURCES 3
54 | Eff Component 1 Replacement Cost per kWh ¦ MMBtu saved | bar: SOURCES 1 to SOURCES 3
55 | Efficient Component 2 (description) | bar: SOURCES 1 to SOURCES 3
56 | Eff Component 2 Life (years) | bar: SOURCES 1 to SOURCES 3
57 | Eff Component 2 Replacement Cost | bar: SOURCES 1 to SOURCES 3
58 | Eff Component 2 Replacement Cost per kWh ¦ MMBtu saved | bar: SOURCES 1 to SOURCES 3
59 | Baseline Component 1 (description) | 1: T12/T8 lamp; 2: T12/T8 lamp; 3: T12/T8 lamp; SOURCES 1: -; SOURCES 2: -; SOURCES 3: -
60 | Baseline Component 1 Life (years) | 1: #REF!; 2: #REF!; 3: #REF!; SOURCES 1: -; SOURCES 2: -; SOURCES 3: -
61 | Baseline Component 1 Replacement Cost | 1: #REF!; 2: #REF!; 3: #REF!; SOURCES 1: -; SOURCES 2: -; SOURCES 3: -
62 | Baseline Component 1 Replacement Cost per kWh ¦ MMBtu saved | 1: #REF!; 2: #REF!; 3: #REF!; SOURCES 1: -; SOURCES 2: -; SOURCES 3: -
63 | Baseline Component 2 (description) | bar: SOURCES 1 to SOURCES 3
64 | Baseline Component 2 Life (years) | bar: SOURCES 1 to SOURCES 3
65 | Baseline Component 2 Replacement Cost | bar: SOURCES 1 to SOURCES 3
66 | Baseline Component 2 Replacement Cost per kWh ¦ MMBtu saved | bar: SOURCES 1 to SOURCES 3
67 | O&M Annual Levelized Cost ($/kWh ¦ $/MMBtu) | bar: SOURCES 1 to SOURCES 3
68 | bar: SOURCES 1 to SOURCES 3
69 | Water INPUTS | bar: SOURCES 1 to SOURCES 3
70 | Water (gal/yr) | bar: SOURCES 1 to SOURCES 3
71 | Water [gal/yr per kWh ¦ MMBtu saved] | bar: SOURCES 1 to SOURCES 3
ΔkWh =((WattsBase-WattsEE)/1000) * ISR * Hours * WHFe
CALCULATIONS
| Inputs | 1: Value; 2: Source; 3: Description
| Wattsbase | 1: Table; 2: IL TRM V12. pg 688-691; 3: Input wattage of the existing system which depends on the baseline fixture
| Wattsee | 1: 0; 2: IL TRM V12. pg 688-691; 3: New Input wattage of EE fixture which depends on new fixture configuration
| WHFe | 1: 1.08; 2: IL TRM V12. pg 682-684; 3: Waste heat factor for energy to account for cooling energy savings from efficient lighting
| WHFd | 1: 1.3; 2: IL TRM V12. pg 682-684; 3: Waste heat factor for energy to account for cooling demand savings from efficient lighting
| Hours | 1: 3379; 2: IL TRM V12. pg 682-684; 3: Fixture Annual Operating Hours
| CF | 1: 0.67; 2: IL TRM V12. pg 682-684
| Incremental Cost | 1: Table; 2: IL TRM V12. pg 688-691
| Measure life | 1: 11; 2: IL TRM V12. pg 688-691
A-1 DI and ERP
| EE Measure Description | EE Cost | Wattsee | Baseline Description | Base Cost | Wattsbase | Measure Cost | delkWh | delkW | % Savings | Incremental Cost | Incremental Cost/kWh | Weighting
| 2-Lamp T5 High-Bay | 1: 200; 2: 180; 3: 200 Watt Pulse Start Metal-Halide; 4: 100; 5: 232; 6: 100; 7: 189.7646; 8: 0.045292; 9: 0.52; 10: 100; SOURCES 1: 0.52697
| 3-Lamp T5 High-Bay | 1: 200; 2: 180; 3: 200 Watt Pulse Start Metal-Halide; 4: 100; 5: 232; 6: 100; 7: 189.7646; 8: 0.045292; 9: 0.52; 10: 100; SOURCES 1: 0.52697
| 4-Lamp T5 High-Bay | 1: 225; 2: 240; 3: 320 Watt Pulse Start Metal-Halide; 4: 125; 5: 350; 6: 100; 7: 401.4252; 8: 0.09581; 9: 0.88; 10: 100; SOURCES 1: 0.24911
| 6-Lamp T5 High-Bay | 1: 250; 2: 360; 3: Proportionally Adjusted according to 6-Lamp HPT8 Equivalent to 320 PSMH; 4: 150; 5: 476; 6: 100; 7: 423.3211; 8: 0.10104; 9: 0.77333; 10: 100; SOURCES 1: 0.23623
0
| 1-Lamp T5 Troffer/Wrap | 1: 100; 2: 32; 3: Proportionally adjusted according to 2-Lamp T5 Equivalent to 3-Lamp T8; 4: 60; 5: 44; 6: 40; 7: 43.7918; 8: 0.010452; 9: 0.2; 10: 40; SOURCES 1: 0.91341
| 2-Lamp T5 Troffer/Wrap | 1: 100; 2: 64; 3: 3-Lamp F32T8 Equivalent w/ Elec. Ballast; 4: 60; 5: 88; 6: 40; 7: 87.5837; 8: 0.020904; 9: 0.4; 10: 40; SOURCES 1: 0.45671
0
| 1-Lamp T5 Industrial/Strip | 1: 70; 2: 32; 3: Proportionally adjusted according to 2-Lamp T5 Equivalent to 3-Lamp T8; 4: 40; 5: 44; 6: 30; 7: 43.7918; 8: 0.010452; 9: 0.3; 10: 30; SOURCES 1: 0.68506
| 2-Lamp T5 Industrial/Strip | 1: 70; 2: 64; 3: 3-Lamp F32T8 Equivalent w/ Elec. Ballast; 4: 40; 5: 88; 6: 30; 7: 87.5837; 8: 0.020904; 9: 0.6; 10: 30; SOURCES 1: 0.34253
| 3-Lamp T5 Industrial/Strip | 1: 70; 2: 96; 3: Proportionally adjusted according to 2-Lamp T5 Equivalent to 3-Lamp T8; 4: 40; 5: 132; 6: 30; 7: 131.3755; 8: 0.031356; 9: 0.9; 10: 30; SOURCES 1: 0.22835
| 4-Lamp T5 Industrial/Strip | 1: 70; 2: 128; 3: Proportionally adjusted according to 2-Lamp T5 Equivalent to 3-Lamp T8; 4: 40; 5: 178; 6: 30; 7: 182.466; 8: 0.04355; 9: 1.25; 10: 30; SOURCES 1: 0.16441
0
| 1-Lamp T5 Indirect | 1: 175; 2: 32; 3: Proportionally adjusted according to 2-Lamp T5 Equivalent to 3-Lamp T8; 4: 145; 5: 44; 6: 30; 7: 43.7918; 8: 0.010452; 9: 0.082759; 10: 30; SOURCES 1: 0.68506
| 2-Lamp T5 Indirect | 1: 175; 2: 64; 3: 3-Lamp F32T8 Equivalent w/ Elec. Ballast; 4: 145; 5: 88; 6: 30; 7: 87.5837; 8: 0.020904; 9: 0.16552; 10: 30; SOURCES 1: 0.34253
A-2 TOS
| EE Measure Description | EE Cost | Wattsee | Baseline Description | Base Cost | Wattsbase | Measure Cost | delkWh | delkW | % Savings | Incremental Cost | Incremental Cost/kWh | Weighting
| 3-Lamp T5 High-Bay | 1: 200; 2: 180; 3: 200 Watt Pulse Start Metal-Halide; 5: 232
| 4-Lamp T5 High-Bay | 1: 225; 2: 234; 3: 250 Watt Metal-Halide; 5: 295
| 6-Lamp T5 High-Bay | 1: 250; 2: 358; 3: 320 Watt Pulse Start Metal-Halide; 5: 350
|  |  |  | 400 Watt Metal-Halide |  | 455
| 1-Lamp T5 Troffer/Wrap | 1: 100; 2: 32; 3: 400 Watt Pulse Start Metal-Halide; 5: 476
| 2-Lamp T5 Troffer/Wrap | 1: 100; 2: 64
|  |  |  | 1-Lamp F34T12 w/ EEMag Ballast |  | 40
| 1-Lamp T5 Industrial/Strip | 1: 70; 2: 32; 3: 2-Lamp F34T12 w/ EEMag Ballast; 5: 68
| 2-Lamp T5 Industrial/Strip | 1: 70; 2: 64; 3: 3-Lamp F34T12 w/ EEMag Ballast; 5: 110
| 3-Lamp T5 Industrial/Strip | 1: 70; 2: 96; 3: 4-Lamp F34T12 w/ EEMag Ballast; 5: 139
| 4-Lamp T5 Industrial/Strip | 1: 70; 2: 128
|  |  |  | 1-Lamp F40T12 w/ EEMag Ballast |  | 48
| 1-Lamp T5 Indirect | 1: 175; 2: 32; 3: 2-Lamp F40T12 w/ EEMag Ballast; 5: 82
| 2-Lamp T5 Indirect | 1: 175; 2: 64; 3: 3-Lamp F40T12 w/ EEMag Ballast; 5: 122
|  |  |  | 4-Lamp F40T12 w/ EEMag Ballast |  | 164
|  |  |  | 1-Lamp F40T12 w/ Mag Ballast |  | 57
|  |  |  | 2-Lamp F40T12 w/ Mag Ballast |  | 94
|  |  |  | 3-Lamp F40T12 w/ Mag Ballast |  | 147
|  |  |  | 4-Lamp F40T12 w/ Mag Ballast |  | 182
|  |  |  | 1-Lamp F32T8 |  | 32
|  |  |  | 2-Lamp F32T8 |  | 59
|  |  |  | 3-Lamp F32T8 |  | 88
|  |  |  | 4-Lamp F32T8 |  | 114
Note on C112: [Threaded comment] Your version of Excel allows you to read this threaded comment; however, any edits to it will get removed if the file is opened in a newer version of Excel. Learn more: https://go.microsoft.com/fwlink/?linkid=870924 Comment: Default assumed as Unknown. PR level verification needed
Note on B116: [Threaded comment] Your version of Excel allows you to read this threaded comment; however, any edits to it will get removed if the file is opened in a newer version of Excel. Learn more: https://go.microsoft.com/fwlink/?linkid=870924 Comment: Needs PR level Costs of material and labor